## WP (360) Disk-based Sys SW
Software | Procedure | Software Library Identification | Media Identification | 1WP001 | 1WP002 | 1WP003 | 1WP004 | 1WP005 | 1WP006 | 1WP008 | 1WP009 | 1WP010 | 1WP011 | 1WP012 | 1WP013 | 1WP014 | 1WP016 | 1WP017 | 1WP018 | 1WP019 | 1WP020 | 1WP021 | 1WP022 | 1WP023 | 1WP024 | 1WP025 | 1WP026 | 1WP027 | 1WP028 | 1WP029 | 1WP030 | 1WP031 | 1WP079
Windows OS | 4 | n/a | B0173WS-B | XP Pro | XP Pro | XP Pro | XP Pro | XP Pro | XP Pro | XP Pro | XP Pro | XP Pro | XP Pro | XP Pro | XP Pro | XP Pro | XP Pro | XP Pro | XP Pro | XP Pro | XP Pro | XP Pro | XP Pro | XP Pro | XP Pro | XP Pro | XP Pro | XP Pro | XP Pro | XP Pro | XP Pro | XP Pro | XP Pro
Service Pack | Appendix OP_11 | n/a | K0200YU-A | SP2 | SP2 | SP2 | SP2 | SP2 | SP2 | SP2 | SP2 | SP2 | SP2 | SP2 | SP2 | SP2 | SP2 | SP2 | SP2 | SP2 | SP2 | SP2 | SP2 | SP2 | SP2 | SP2 | SP2 | SP2 | SP2 | SP2 | SP2 | SP2 | SP2
Security Updates | Appendix OP_13 | n/a | K0173XY-A | K0173XY-A | K0173XY-A | K0173XY-A | K0173XY-A | K0173XY-A | K0173XY-A | K0173XY-A | K0173XY-A | K0173XY-A | K0173XY-A | K0173XY-A | K0173XY-A | K0173XY-A | K0173XY-A | K0173XY-A | K0173XY-A | K0173XY-A | K0173XY-A | K0173XY-A | K0173XY-A | K0173XY-A | K0173XY-A | K0173XY-A | K0173XY-A | K0173XY-A | K0173XY-A | K0173XY-A | K0173XY-A | K0173XY-A | K0173XY-A
McAfee Anti-Virus | Appendix OP_14 | n/a | n/a | 8.0i | 8.0i | 8.0i | 8.0i | 8.0i | 8.0i | 8.0i | 8.0i | 8.0i | 8.0i | 8.0i | 8.0i | 8.0i | 8.0i | 8.0i | 8.0i | 8.0i | 8.0i | 8.0i | 8.0i | 8.0i | 8.0i | 8.0i | 8.0i | 8.0i | 8.0i | 8.0i | 8.0i | 8.0i | 8.0i
IA software(K0174AU-A) | 5.1 | n/a | K0174AU-A | 8.2 | 8.2 | 8.2 | 8.2 | 8.2 | 8.2 | 8.2 | 8.2 | 8.2 | 8.2 | 8.2 | 8.2 | 8.2 | 8.2 | 8.2 | 8.2 | 8.2 | 8.2 | 8.2 | 8.2 | 8.2 | 8.2 | 8.2 | 8.2 | 8.2 | 8.2 | 8.2 | 8.2 | 8.2 | 8.2
IA software(K0174AY-A) | 5.1 | n/a | K0174AY-A | 1 CDROM trailer | 1 CDROM trailer | 1 CDROM trailer | 1 CDROM trailer | 1 CDROM trailer | 1 CDROM trailer | 1 CDROM trailer | 1 CDROM trailer | 1 CDROM trailer | 1 CDROM trailer | 1 CDROM trailer | 1 CDROM trailer | 1 CDROM trailer | 1 CDROM trailer | 1 CDROM trailer | 1 CDROM trailer | 1 CDROM trailer | 1 CDROM trailer | 1 CDROM trailer | 1 CDROM trailer | 1 CDROM trailer | 1 CDROM trailer | 1 CDROM trailer | 1 CDROM trailer | 1 CDROM trailer | 1 CDROM trailer | 1 CDROM trailer | 1 CDROM trailer | 1 CDROM trailer | 1 CDROM trailer
IA software((K0174BC-A not required) | 5.1 | n/a | (K0174BC-A not required) | n/a | n/a | n/a | n/a | n/a | n/a | n/a | n/a | n/a | n/a | n/a | n/a | n/a | n/a | n/a | n/a | n/a | n/a | n/a | n/a | n/a | n/a | n/a | n/a | n/a | n/a | n/a | n/a | n/a | n/a
IA software(Commit Disk 101) | 5.1 | n/a | Commit Disk 101 | Commit | Commit | Commit | Commit | Commit | Commit | Commit | Commit | Commit | Commit | Commit | Commit | Commit | Commit | Commit | Commit | Commit | Commit | Commit | Commit | Commit | Commit | Commit | Commit | Commit | Commit | Commit | Commit | Commit | Commit
IA software(K0174AT-A) | 5.1 | n/a | Revision Level Disk 11001 K0174AT-A | Trailer Disk | Trailer Disk | Trailer Disk | Trailer Disk | Trailer Disk | Trailer Disk | Trailer Disk | Trailer Disk | Trailer Disk | Trailer Disk | Trailer Disk | Trailer Disk | Trailer Disk | Trailer Disk | Trailer Disk | Trailer Disk | Trailer Disk | Trailer Disk | Trailer Disk | Trailer Disk | Trailer Disk | Trailer Disk | Trailer Disk | Trailer Disk | Trailer Disk | Trailer Disk | Trailer Disk | Trailer Disk | Trailer Disk | Trailer Disk
FoxView | 5.2 | n/a | K0200XM-D | 10.1 | 10.1 | 10.1 | 10.1 | 10.1 | 10.1 | 10.1 | 10.1 | 10.1 | 10.1 | 10.1 | 10.1 | 10.1 | 10.1 | 10.1 | 10.1 | 10.1 | 10.1 | 10.1 | 10.1 | 10.1 | 10.1 | 10.1 | 10.1 | 10.1 | 10.1 | 10.1 | 10.1 | 10.1 | 10.1
NIC driver | Appendix OP_6 | n/a | K0173XA-D | 4.52 | 4.52 | 4.52 | 4.52 | 4.52 | 4.52 | 4.52 | 4.52 | 4.52 | 4.52 | 4.52 | 4.52 | 4.52 | 4.52 | 4.52 | 4.52 | 4.52 | 4.52 | 4.52 | 4.52 | 4.52 | 4.52 | 4.52 | 4.52 | 4.52 | 4.52 | 4.52 | 4.52 | 4.52 | 4.52
foxboro.sys | 5.5 | n/a | QF1020334C | QF1020334C | QF1020334C | QF1020334C | QF1020334C | QF1020334C | QF1020334C | QF1020334C | QF1020334C | QF1020334C | QF1020334C | QF1020334C | QF1020334C | QF1020334C | QF1020334C | QF1020334C | QF1020334C | QF1020334C | QF1020334C | QF1020334C | QF1020334C | QF1020334C | QF1020334C | QF1020334C | QF1020334C | QF1020334C | QF1020334C | QF1020334C | QF1020334C | QF1020334C | QF1020334C
REDLManager.exe | 5.7 | n/a | QF1013764 | QF1013764 | QF1013764 | QF1013764 | QF1013764 | QF1013764 | QF1013764 | QF1013764 | QF1013764 | QF1013764 | QF1013764 | QF1013764 | QF1013764 | QF1013764 | QF1013764 | QF1013764 | QF1013764 | QF1013764 | QF1013764 | QF1013764 | QF1013764 | QF1013764 | QF1013764 | QF1013764 | QF1013764 | QF1013764 | QF1013764 | QF1013764 | QF1013764 | QF1013764 | QF1013764
Touchware | 6.2 | n/a | K0173XF-B | 5.64 SR3 | 5.64 SR3 | 5.64 SR3 | 5.64 SR3 | 5.64 SR3 | 5.64 SR3 | 5.64 SR3 | 5.64 SR3 | 5.64 SR3 | 5.64 SR3 | 5.64 SR3 | 5.64 SR3 | 5.64 SR3 | 5.64 SR3 | 5.64 SR3 | 5.64 SR3 | 5.64 SR3 | 5.64 SR3 | 5.64 SR3 | 5.64 SR3 | 5.64 SR3 | 5.64 SR3 | 5.64 SR3 | 5.64 SR3 | 5.64 SR3 | 5.64 SR3 | 5.64 SR3 | 5.64 SR3 | 5.64 SR3 | 5.64 SR3
FoxAPI - QF1008513 | 7.12 & 7.13.1 | n/a | K0175ZS-B+ QF1008513 | 4.3.1 | 4.3.1 | 4.3.1 | 4.3.1 | 4.3.1 | 4.3.1 | 4.3.1 | 4.3.1 | 4.3.1 | 4.3.1 | 4.3.1 | 4.3.1 | 4.3.1 | 4.3.1 | 4.3.1 | 4.3.1 | 4.3.1 | 4.3.1 | 4.3.1 | 4.3.1 | 4.3.1 | 4.3.1 | 4.3.1 | 4.3.1 | 4.3.1 | 4.3.1 | 4.3.1 | 4.3.1 | 4.3.1 | 4.3.1
SMDH | 7.13.3 | n/a | QF1031834E | QF1031834E | QF1031834E | QF1031834E | QF1031834E | QF1031834E | QF1031834E | QF1031834E | QF1031834E | QF1031834E | QF1031834E | QF1031834E | QF1031834E | QF1031834E | QF1031834E | QF1031834E | QF1031834E | QF1031834E | QF1031834E | QF1031834E | QF1031834E | QF1031834E | QF1031834E | QF1031834E | QF1031834E | QF1031834E | QF1031834E | QF1031834E | QF1031834E | QF1031834E | QF1031834E
fox.dll | 7.13.3 | n/a | QF1031834E | QF1031834E | QF1031834E | QF1031834E | QF1031834E | QF1031834E | QF1031834E | QF1031834E | QF1031834E | QF1031834E | QF1031834E | QF1031834E | QF1031834E | QF1031834E | QF1031834E | QF1031834E | QF1031834E | QF1031834E | QF1031834E | QF1031834E | QF1031834E | QF1031834E | QF1031834E | QF1031834E | QF1031834E | QF1031834E | QF1031834E | QF1031834E | QF1031834E | QF1031834E | QF1031834E
Subdisplays | 7.3 | n/a | n/a | 11/9/2006 | 11/9/2006 | 11/9/2006 | 11/9/2006 | 11/9/2006 | 11/9/2006 | 11/9/2006 | 11/9/2006 | 11/9/2006 | 11/9/2006 | 11/9/2006 | 11/9/2006 | 11/9/2006 | 11/9/2006 | 11/9/2006 | 11/9/2006 | 11/9/2006 | 11/9/2006 | 11/9/2006 | 11/9/2006 | 11/9/2006 | 11/9/2006 | 11/9/2006 | 11/9/2006 | 11/9/2006 | 11/9/2006 | 11/9/2006 | 11/9/2006 | 11/9/2006 | 11/9/2006
WinZip | 25 | n/a | n/a | 9 | 9 | 9 | 9 | 9 | 9 | 9 | 9 | 9 | 9 | 9 | 9 | 9 | 9 | 9 | 9 | 9 | 9 | 9 | 9 | 9 | 9 | 9 | 9 | 9 | 9 | 9 | 9 | 9 | 9
Humanist Fonts | 6.3 | n/a | n/a | 3/2/2005 | 3/2/2005 | 3/2/2005 | 3/2/2005 | 3/2/2005 | 3/2/2005 | 3/2/2005 | 3/2/2005 | 3/2/2005 | 3/2/2005 | 3/2/2005 | 3/2/2005 | 3/2/2005 | 3/2/2005 | 3/2/2005 | 3/2/2005 | 3/2/2005 | 3/2/2005 | 3/2/2005 | 3/2/2005 | 3/2/2005 | 3/2/2005 | 3/2/2005 | 3/2/2005 | 3/2/2005 | 3/2/2005 | 3/2/2005 | 3/2/2005 | 3/2/2005 | 3/2/2005
TCL | Appendix 30 | n/a | n/a | 8.5.9.2 | 8.5.9.2 | 8.5.9.2 | 8.5.9.2 | 8.5.9.2 | 8.5.9.2 | 8.5.9.2 | 8.5.9.2 | 8.5.9.2 | 8.5.9.2 | 8.5.9.2 | 8.5.9.2 | 8.5.9.2 | 8.5.9.2 | 8.5.9.2 | 8.5.9.2 | 8.5.9.2 | 8.5.9.2 | 8.5.9.2 | 8.5.9.2 | 8.5.9.2 | 8.5.9.2 | 8.5.9.2 | 8.5.9.2 | 8.5.9.2 | 8.5.9.2 | 8.5.9.2 | 8.5.9.2 | 8.5.9.2 | 8.5.9.2
Microsoft Installer | Appendix 28 | n/a | n/a | 4.5 | 4.5 | 4.5 | 4.5 | 4.5 | 4.5 | 4.5 | 4.5 | 4.5 | 4.5 | 4.5 | 4.5 | 4.5 | 4.5 | 4.5 | 4.5 | 4.5 | 4.5 | 4.5 | 4.5 | 4.5 | 4.5 | 4.5 | 4.5 | 4.5 | 4.5 | 4.5 | 4.5 | 4.5 | 4.5
.Net Framework | Appendix 29 | n/a | n/a | 4 | 4 | 4 | 4 | 4 | 4 | 4 | 4 | 4 | 4 | 4 | 4 | 4 | 4 | 4 | 4 | 4 | 4 | 4 | 4 | 4 | 4 | 4 | 4 | 4 | 4 | 4 | 4 | 4 | 4
Adobe Acrobat Std | Appendix 27 | n/a | n/a | 6 | 6 | 6 | 6 | 6 | 6 | 6 | 6 | 6 | 6 | 6 | 6 | 6 | 6 | 6 | 6 | 6 | 6 | 6 | 6 | 6 | 6 | 6 | 6 | 6 | 6 | 6 | 6 | 6 | 6
CVW + Group Points | 7.25 | n/a | n/a | 2.1.760 | 2.1.760 | 2.1.760 | 2.1.760 | 2.1.760 | 2.1.760 | 2.1.760 | 2.1.760 | 2.1.760 | 2.1.760 | 2.1.760 | 2.1.760 | 2.1.760 | 2.1.760 | 2.1.760 | 2.1.760 | 2.1.760 | 2.1.760 | 2.1.760 | 2.1.760 | 2.1.760 | 2.1.760 | 2.1.760 | 2.1.760 | 2.1.760 | 2.1.760 | 2.1.760 | 2.1.760 | 2.1.760 | 2.1.760
Report Client | 7.35 | n/a | n/a | n/a | n/a | n/a | n/a | n/a | n/a | n/a | n/a | n/a | n/a | n/a | n/a | n/a | n/a | n/a | n/a | n/a | n/a | n/a | n/a | n/a | n/a | n/a | n/a | n/a | n/a | n/a | n/a | n/a | n/a
XpdfViewerCtrl | Appendix 32 | n/a | n/a | 3.00.0012 | 3.00.0012 | 3.00.0012 | 3.00.0012 | 3.00.0012 | 3.00.0012 | 3.00.0012 | 3.00.0012 | 3.00.0012 | 3.00.0012 | 3.00.0012 | 3.00.0012 | 3.00.0012 | 3.00.0012 | 3.00.0012 | 3.00.0012 | 3.00.0012 | 3.00.0012 | 3.00.0012 | 3.00.0012 | 3.00.0012 | 3.00.0012 | 3.00.0012 | 3.00.0012 | 3.00.0012 | 3.00.0012 | 3.00.0012 | 3.00.0012 | 3.00.0012 | 3.00.0012
mswinsck.ocx | 7.1 | n/a | n/a | 6.0.81.69 | 6.0.81.69 | 6.0.81.69 | 6.0.81.69 | 6.0.81.69 | 6.0.81.69 | 6.0.81.69 | 6.0.81.69 | 6.0.81.69 | 6.0.81.69 | 6.0.81.69 | 6.0.81.69 | 6.0.81.69 | 6.0.81.69 | 6.0.81.69 | 6.0.81.69 | 6.0.81.69 | 6.0.81.69 | 6.0.81.69 | 6.0.81.69 | 6.0.81.69 | 6.0.81.69 | 6.0.81.69 | 6.0.81.69 | 6.0.81.69 | 6.0.81.69 | 6.0.81.69 | 6.0.81.69 | 6.0.81.69 | 6.0.81.69
Master Time Keeper (MTK) Switch (foxint.sys) | 5.6 | n/a | QF1013734 | QF1013734 | QF1013734 | QF1013734 | QF1013734 | QF1013734 | QF1013734 | QF1013734 | QF1013734 | QF1013734 | QF1013734 | QF1013734 | QF1013734 | QF1013734 | QF1013734 | QF1013734 | QF1013734 | QF1013734 | QF1013734 | QF1013734 | QF1013734 | QF1013734 | QF1013734 | QF1013734 | QF1013734 | QF1013734 | QF1013734 | QF1013734 | QF1013734 | QF1013734 | QF1013734
Common Alarm Group (AHT) | 7.2 | n/a | QF1056233 | QF1056233 | QF1056233 | QF1056233 | QF1056233 | QF1056233 | QF1056233 | QF1056233 | QF1056233 | QF1056233 | QF1056233 | QF1056233 | QF1056233 | QF1056233 | QF1056233 | QF1056233 | QF1056233 | QF1056233 | QF1056233 | QF1056233 | QF1056233 | QF1056233 | QF1056233 | QF1056233 | QF1056233 | QF1056233 | QF1056233 | QF1056233 | QF1056233 | QF1056233 | QF1056233
Alarm Alert Subsystem | 7.13.14 | n/a | QF1056233 | QF1056233 | QF1056233 | QF1056233 | QF1056233 | QF1056233 | QF1056233 | QF1056233 | QF1056233 | QF1056233 | QF1056233 | QF1056233 | QF1056233 | QF1056233 | QF1056233 | QF1056233 | QF1056233 | QF1056233 | QF1056233 | QF1056233 | QF1056233 | QF1056233 | QF1056233 | QF1056233 | QF1056233 | QF1056233 | QF1056233 | QF1056233 | QF1056233 | QF1056233 | QF1056233
Object Manager | 7.13.5 | n/a | QF1054251 | n/a | n/a | n/a | n/a | n/a | n/a | n/a | n/a | n/a | n/a | n/a | n/a | n/a | n/a | n/a | n/a | n/a | n/a | n/a | n/a | n/a | n/a | n/a | n/a | n/a | n/a | n/a | n/a | n/a | n/a
hpstk.exe | 7.13.17 | n/a | QF1183542B | QF1183542B | QF1183542B | QF1183542B | QF1183542B | QF1183542B | QF1183542B | QF1183542B | QF1183542B | QF1183542B | QF1183542B | QF1183542B | QF1183542B | QF1183542B | QF1183542B | QF1183542B | QF1183542B | QF1183542B | QF1183542B | QF1183542B | QF1183542B | QF1183542B | QF1183542B | QF1183542B | QF1183542B | QF1183542B | QF1183542B | QF1183542B | QF1183542B | QF1183542B | QF1183542B
ntpd.exe | n/a | n/a | QF1129257 | QF1129257 | QF1129257 | QF1129257 | QF1129257 | QF1129257 | QF1129257 | QF1129257 | QF1129257 | QF1129257 | QF1129257 | QF1129257 | QF1129257 | QF1129257 | QF1129257 | QF1129257 | QF1129257 | QF1129257 | QF1129257 | QF1129257 | QF1129257 | QF1129257 | QF1129257 | QF1129257 | QF1129257 | QF1129257 | QF1129257 | QF1129257 | QF1129257 | QF1129257 | QF1129257
RPM Remote Print Manager (Brooks) | 96F-67164-1C91-FDI-0484 | n/a | n/a | 4.5.1.11 | n/a | n/a | n/a | n/a | n/a | n/a | n/a | n/a | n/a | n/a | n/a | n/a | n/a | n/a | n/a | n/a | n/a | n/a | n/a | n/a | n/a | n/a | n/a | n/a | n/a | n/a | n/a | n/a | n/a
Exceed crash fix | Appendix 40 | n/a | ExceedSettings | ExceedSettings.reg | ExceedSettings.reg | ExceedSettings.reg | ExceedSettings.reg | ExceedSettings.reg | ExceedSettings.reg | ExceedSettings.reg | ExceedSettings.reg | ExceedSettings.reg | ExceedSettings.reg | ExceedSettings.reg | ExceedSettings.reg | ExceedSettings.reg | ExceedSettings.reg | ExceedSettings.reg | ExceedSettings.reg | ExceedSettings.reg | ExceedSettings.reg | ExceedSettings.reg | ExceedSettings.reg | ExceedSettings.reg | ExceedSettings.reg | ExceedSettings.reg | ExceedSettings.reg | ExceedSettings.reg | ExceedSettings.reg | ExceedSettings.reg | ExceedSettings.reg | ExceedSettings.reg | ExceedSettings.reg

## AW (360) Disk-based System SW
Software | Procedure | Software Library Identification | Media Identification | 0AW001 | 0AW002 | 1AW001 | 1AW002 | 1AW003 | 1AW004 | 1AW035 | 1AW005 | 1AW006 | 1AW007 | 1AW008 | 1AW009 | 1AW010 | 1AW13A | 1AW13B | 1AW13C | 1AW13D | 1AW13E | 1AW13F | 1AW13G | 1AW13H | 1AW13J | 1AW13K | 1AW13L | 1AW13M | 1AW032 | 1AW033 | 1AW034 | 1AW37A | 1AW37B | 1AW060 | 1AW062 | 1AW063 | 1AW064 | 1AW065 | 1AW066 | 1AW067 | 1AW068 | 1AW069 | 1AW070 | 1AW071 | 1AW072 | 1AW055 | 1AW078 | 1AW118 | CPU1073 | CPU1074 | CPU6001 | CPU6002 | CPU6003 | CPU6004 | CPU1036
Windows OS | 4 | n/a | B0173WS-B | XP Pro, SP1 | XP Pro, SP1 | XP Pro, SP1 | XP Pro, SP1 | XP Pro, SP1 | XP Pro, SP1 | XP Pro, SP1 | XP Pro, SP1 | XP Pro, SP1 | XP Pro, SP1 | XP Pro, SP1 | XP Pro, SP1 | XP Pro, SP1 | XP Pro, SP1 | XP Pro, SP1 | XP Pro, SP1 | XP Pro, SP1 | XP Pro, SP1 | XP Pro, SP1 | XP Pro, SP1 | XP Pro, SP1 | XP Pro, SP1 | XP Pro, SP1 | XP Pro, SP1 | XP Pro, SP1 | XP Pro, SP1 | XP Pro, SP1 | XP Pro, SP1 | XP Pro, SP1 | XP Pro, SP1 | XP Pro, SP1 | XP Pro, SP1 | XP Pro, SP1 | XP Pro, SP1 | XP Pro, SP1 | XP Pro, SP1 | XP Pro, SP1 | XP Pro, SP1 | XP Pro, SP1 | XP Pro, SP1 | XP Pro, SP1 | XP Pro, SP1 | XP Pro, SP1 | XP Pro, SP1 | XP Pro, SP1 | XP Pro, SP1 | XP Pro, SP1 | XP Pro, SP1 | XP Pro, SP1 | XP Pro, SP1 | XP Pro, SP1 | XP Pro, SP1
Service Pack | Appendix OP_11 & OP_11a | n/a | K0200YU-A | SP2 | SP2 | SP2 | SP2 | SP2 | SP2 | SP2 | SP2 | SP2 | SP2 | SP2 | SP2 | SP2 | SP2 | SP2 | SP2 | SP2 | SP2 | SP2 | SP2 | SP2 | SP2 | SP2 | SP2 | SP2 | SP2 | SP2 | SP2 | SP2 | SP2 | SP2 | SP2 | SP2 | SP2 | SP2 | SP2 | SP2 | SP2 | SP2 | SP2 | SP2 | SP2 | SP2 | SP2 | SP2 | SP3 | SP3 | SP3 | SP3 | SP3 | SP3 | n/a
Security Updates | Appendix OP_13 | n/a | K0173XY-A | K0173XY-A | K0173XY-A | K0173XY-A | K0173XY-A | K0173XY-A | K0173XY-A | K0173XY-A | K0173XY-A | K0173XY-A | K0173XY-A | K0173XY-A | K0173XY-A | K0173XY-A | K0173XY-A | K0173XY-A | K0173XY-A | K0173XY-A | K0173XY-A | K0173XY-A | K0173XY-A | K0173XY-A | K0173XY-A | K0173XY-A | K0173XY-A | K0173XY-A | K0173XY-A | K0173XY-A | K0173XY-A | K0173XY-A | K0173XY-A | K0173XY-A | K0173XY-A | K0173XY-A | K0173XY-A | K0173XY-A | K0173XY-A | K0173XY-A | K0173XY-A | K0173XY-A | K0173XY-A | K0173XY-A | K0173XY-A | K0173XY-A | K0173XY-A | K0173XY-A | 1C91-FDI-0577 | 1C91-FDI-0577 | 0C91-FDI-0078 | 0C91-FDI-0078 | 0C91-FDI-0078 | 0C91-FDI-0078 | n/a
McAfee Anti-Virus | Appendix OP_14 | n/a | n/a | 8.0i | 8.0i | 8.0i | 8.0i | 8.0i | 8.0i | 8.0i | 8.0i | 8.0i | 8.0i | 8.0i | 8.0i | 8.0i | 8.0i | 8.0i | 8.0i | 8.0i | 8.0i | 8.0i | 8.0i | 8.0i | 8.0i | 8.0i | 8.0i | 8.0i | 8.0i | 8.0i | 8.0i | 8.0i | 8.0i | 8.0i | 8.0i | 8.0i | 8.0i | 8.0i | 8.0i | 8.0i | 8.0i | 8.0i | 8.0i | 8.0i | 8.0i | 8.0i | 8.0i | 8.0i | 8.0i | 8.0i | 8.0i | 8.0i | 8.0i | 8.0i | n/a
IA software(K0174AU-A) | 5.1 | n/a | K0174AU-A | 8.2 | 8.2 | 8.2 | 8.2 | 8.2 | 8.2 | 8.2 | 8.2 | 8.2 | 8.2 | 8.2 | 8.2 | 8.2 | 8.2 | 8.2 | 8.2 | 8.2 | 8.2 | 8.2 | 8.2 | 8.2 | 8.2 | 8.2 | 8.2 | 8.2 | 8.2 | 8.2 | 8.2 | 8.2 | 8.2 | 8.2 | 8.2 | 8.2 | 8.2 | 8.2 | 8.2 | 8.2 | 8.2 | 8.2 | 8.2 | 8.2 | 8.2 | 8.2 | 8.2 | 8.2 | n/a | n/a | n/a | n/a | n/a | n/a | n/a
IA software(K0174AY-A) | 5.1 | n/a | K0174AY-A | 1 CDROM trailer | 1 CDROM trailer | 1 CDROM trailer | 1 CDROM trailer | 1 CDROM trailer | 1 CDROM trailer | 1 CDROM trailer | 1 CDROM trailer | 1 CDROM trailer | 1 CDROM trailer | 1 CDROM trailer | 1 CDROM trailer | 1 CDROM trailer | 1 CDROM trailer | 1 CDROM trailer | 1 CDROM trailer | 1 CDROM trailer | 1 CDROM trailer | 1 CDROM trailer | 1 CDROM trailer | 1 CDROM trailer | 1 CDROM trailer | 1 CDROM trailer | 1 CDROM trailer | 1 CDROM trailer | 1 CDROM trailer | 1 CDROM trailer | 1 CDROM trailer | 1 CDROM trailer | 1 CDROM trailer | 1 CDROM trailer | 1 CDROM trailer | 1 CDROM trailer | 1 CDROM trailer | 1 CDROM trailer | 1 CDROM trailer | 1 CDROM trailer | 1 CDROM trailer | 1 CDROM trailer | 1 CDROM trailer | 1 CDROM trailer | 1 CDROM trailer | 1 CDROM trailer | 1 CDROM trailer | 1 CDROM trailer | n/a | n/a | n/a | n/a | n/a | n/a | n/a
IA software(K0174BC-A) | 5.1 | n/a | K0174BC-A | 1 CDROM #2 trailer | 1 CDROM #2 trailer | 1 CDROM #2 trailer | 1 CDROM #2 trailer | 1 CDROM #2 trailer | 1 CDROM #2 trailer | 1 CDROM #2 trailer | 1 CDROM #2 trailer | 1 CDROM #2 trailer | 1 CDROM #2 trailer | 1 CDROM #2 trailer | 1 CDROM #2 trailer | 1 CDROM #2 trailer | 1 CDROM #2 trailer | 1 CDROM #2 trailer | 1 CDROM #2 trailer | 1 CDROM #2 trailer | 1 CDROM #2 trailer | 1 CDROM #2 trailer | 1 CDROM #2 trailer | 1 CDROM #2 trailer | 1 CDROM #2 trailer | 1 CDROM #2 trailer | 1 CDROM #2 trailer | 1 CDROM #2 trailer | 1 CDROM #2 trailer | 1 CDROM #2 trailer | 1 CDROM #2 trailer | 1 CDROM #2 trailer | 1 CDROM #2 trailer | 1 CDROM #2 trailer | 1 CDROM #2 trailer | 1 CDROM #2 trailer | 1 CDROM #2 trailer | 1 CDROM #2 trailer | 1 CDROM #2 trailer | 1 CDROM #2 trailer | 1 CDROM #2 trailer | 1 CDROM #2 trailer | 1 CDROM #2 trailer | 1 CDROM #2 trailer | 1 CDROM #2 trailer | 1 CDROM #2 trailer | 1 CDROM #2 trailer | 1 CDROM #2 trailer | n/a | n/a | n/a | n/a | n/a | n/a | n/a
IA software(Commit Disk 101) | 5.1 | n/a | Commit Disk 101 | Commit | Commit | Commit | Commit | Commit | Commit | Commit | Commit | Commit | Commit | Commit | Commit | Commit | Commit | Commit | Commit | Commit | Commit | Commit | Commit | Commit | Commit | Commit | Commit | Commit | Commit | Commit | Commit | Commit | Commit | Commit | Commit | Commit | Commit | Commit | Commit | Commit | Commit | Commit | Commit | Commit | Commit | Commit | Commit | Commit | n/a | n/a | n/a | n/a | n/a | n/a | n/a
IA software(K0174AT-A) | 5.1 | n/a | Revision Level Disk 11001 K0174AT-A | Trailer Disk | Trailer Disk | Trailer Disk | Trailer Disk | Trailer Disk | Trailer Disk | Trailer Disk | Trailer Disk | Trailer Disk | Trailer Disk | Trailer Disk | Trailer Disk | Trailer Disk | Trailer Disk | Trailer Disk | Trailer Disk | Trailer Disk | Trailer Disk | Trailer Disk | Trailer Disk | Trailer Disk | Trailer Disk | Trailer Disk | Trailer Disk | Trailer Disk | Trailer Disk | Trailer Disk | Trailer Disk | Trailer Disk | Trailer Disk | Trailer Disk | Trailer Disk | Trailer Disk | Trailer Disk | Trailer Disk | Trailer Disk | Trailer Disk | Trailer Disk | Trailer Disk | Trailer Disk | Trailer Disk | Trailer Disk | Trailer Disk | Trailer Disk | Trailer Disk | n/a | n/a | n/a | n/a | n/a | n/a | n/a
FoxView | 5.2 | n/a | K0200XM-D | 10.1 | 10.1 | 10.1 | 10.1 | 10.1 | 10.1 | 10.1 | 10.1 | 10.1 | 10.1 | 10.1 | 10.1 | 10.1 | 10.1 | 10.1 | 10.1 | 10.1 | 10.1 | 10.1 | 10.1 | 10.1 | 10.1 | 10.1 | 10.1 | 10.1 | 10.1 | 10.1 | 10.1 | 10.1 | 10.1 | n/a | n/a | n/a | n/a | n/a | n/a | n/a | n/a | n/a | n/a | n/a | n/a | n/a | n/a | 10.1 | n/a | n/a | n/a | n/a | n/a | n/a | n/a
NIC driver | Appendix OP_6 | n/a | n/a | 4.52 | 4.52 | 4.52 | 4.52 | 4.52 | 4.52 | 4.52 | 4.52 | 4.52 | 4.52 | 4.52 | 4.52 | 4.52 | 4.52 | 4.52 | 4.52 | 4.52 | 4.52 | 4.52 | 4.52 | 4.52 | 4.52 | 4.52 | 4.52 | 4.52 | 4.52 | 4.52 | 4.52 | 4.52 | 4.52 | 4.52 | 4.52 | 4.52 | 4.52 | 4.52 | 4.52 | 4.52 | 4.52 | 4.52 | 4.52 | 4.52 | 4.52 | 4.52 | 4.52 | 4.52 | n/a | n/a | n/a | n/a | n/a | n/a | n/a
foxboro.sys | 5.5 | n/a | QF1020334C | QF1020334C | QF1020334C | QF1020334C | QF1020334C | QF1020334C | QF1020334C | QF1020334C | QF1020334C | QF1020334C | QF1020334C | QF1020334C | QF1020334C | QF1020334C | QF1020334C | QF1020334C | QF1020334C | QF1020334C | QF1020334C | QF1020334C | QF1020334C | QF1020334C | QF1020334C | QF1020334C | QF1020334C | QF1020334C | QF1020334C | QF1020334C | QF1020334C | QF1020334C | QF1020334C | QF1020334C | QF1020334C | QF1020334C | QF1020334C | QF1020334C | QF1020334C | QF1020334C | QF1020334C | QF1020334C | QF1020334C | QF1020334C | QF1020334C | QF1020334C | QF1020334C | QF1020334C | n/a | n/a | n/a | n/a | n/a | n/a | n/a
REDLManager.exe | 5.7 | n/a | QF1013764 | QF1013764 | QF1013764 | QF1013764 | QF1013764 | QF1013764 | QF1013764 | QF1013764 | QF1013764 | QF1013764 | QF1013764 | QF1013764 | QF1013764 | QF1013764 | QF1013764 | QF1013764 | QF1013764 | QF1013764 | QF1013764 | QF1013764 | QF1013764 | QF1013764 | QF1013764 | QF1013764 | QF1013764 | QF1013764 | QF1013764 | QF1013764 | QF1013764 | QF1013764 | QF1013764 | QF1013764 | QF1013764 | QF1013764 | QF1013764 | QF1013764 | QF1013764 | QF1013764 | QF1013764 | QF1013764 | QF1013764 | QF1013764 | QF1013764 | QF1013764 | QF1013764 | QF1013764 | n/a | n/a | n/a | n/a | n/a | n/a | n/a
Touchware | 6.2 | n/a | n/a | 5.64 SR3 | 5.64 SR3 | n/a | n/a | n/a | n/a | n/a | n/a | n/a | n/a | n/a | n/a | n/a | n/a | n/a | n/a | n/a | n/a | n/a | n/a | n/a | n/a | n/a | n/a | n/a | 5.64 SR3 | 5.64 SR3 | 5.64 SR3 | n/a | n/a | n/a | n/a | n/a | n/a | n/a | n/a | n/a | n/a | n/a | n/a | n/a | n/a | n/a | n/a | n/a | n/a | n/a | n/a | n/a | n/a | n/a | n/a
FoxAPI - QF1008513 | 7.12 & 7.36.1 | n/a | K0175ZS-B+ QF1008513 | 4.3.1 | 4.3.1 | 4.3.1 | 4.3.1 | 4.3.1 | 4.3.1 | 4.3.1 | 4.3.1 | 4.3.1 | 4.3.1 | 4.3.1 | 4.3.1 | 4.3.1 | 4.3.1 | 4.3.1 | 4.3.1 | 4.3.1 | 4.3.1 | 4.3.1 | n/a | n/a | n/a | 4.3.1 | n/a | n/a | 4.3.1 | 4.3.1 | 4.3.1 | 4.3.1 | 4.3.1 | 4.3.1 | 4.3.1 | 4.3.1 | 4.3.1 | 4.3.1 | 4.3.1 | 4.3.1 | 4.3.1 | 4.3.1 | 4.3.1 | 4.3.1 | 4.3.1 | 4.3.1 | 4.3.1 | 4.3.1 | n/a | n/a | n/a | n/a | n/a | n/a | n/a
CP Image | 7.36.6 | n/a | n/a | QF1181877 - 830320 | QF1181877 - 830320 | n/a | n/a | n/a | n/a | n/a | QF1181877 - 830320 | QF1181877 - 830320 | QF1181877 - 830320 | QF1181877 - 830320 | QF1181877 - 830320 | QF1181877 - 830320 | n/a | n/a | n/a | n/a | n/a | n/a | n/a | n/a | n/a | n/a | n/a | n/a | n/a | n/a | n/a | n/a | n/a | n/a | n/a | n/a | n/a | n/a | n/a | n/a | n/a | n/a | n/a | n/a | n/a | n/a | n/a | n/a | n/a | n/a | n/a | n/a | n/a | n/a | n/a
FCM image | 7.36.7 | n/a | n/a | QF1099423 - 1.59 | QF1099423 - 1.59 | n/a | n/a | n/a | n/a | n/a | QF1099423 - 1.59 | QF1099423 - 1.59 | QF1099423 - 1.59 | QF1099423 - 1.59 | QF1099423 - 1.59 | QF1099423 - 1.59 | n/a | n/a | n/a | n/a | n/a | n/a | n/a | n/a | n/a | n/a | n/a | n/a | n/a | n/a | n/a | n/a | n/a | n/a | n/a | n/a | n/a | n/a | n/a | n/a | n/a | n/a | n/a | n/a | n/a | n/a | n/a | n/a | n/a | n/a | n/a | n/a | n/a | n/a | n/a
SMDH | n/a | n/a | n/a | QF1031834E | QF1031834E | QF1031834E | QF1031834E | QF1031834E | QF1031834E | QF1031834E | QF1031834E | QF1031834E | QF1031834E | QF1031834E | QF1031834E | QF1031834E | n/a | n/a | n/a | n/a | n/a | n/a | n/a | n/a | n/a | n/a | n/a | n/a | QF1031834E | QF1031834E | QF1031834E | n/a | n/a | n/a | n/a | n/a | n/a | n/a | n/a | n/a | n/a | n/a | n/a | n/a | n/a | n/a | n/a | QF1031834E | n/a | n/a | n/a | n/a | n/a | n/a | n/a
fox.dll | 7.36.3 | n/a | n/a | QF1031834E | QF1031834E | QF1031834E | QF1031834E | QF1031834E | QF1031834E | QF1031834E | QF1031834E | QF1031834E | QF1031834E | QF1031834E | QF1031834E | QF1031834E | n/a | n/a | n/a | n/a | n/a | n/a | n/a | n/a | n/a | n/a | n/a | n/a | QF1031834E | QF1031834E | QF1031834E | n/a | n/a | n/a | n/a | n/a | n/a | n/a | n/a | n/a | n/a | n/a | n/a | n/a | n/a | n/a | n/a | QF1031834E | n/a | n/a | n/a | n/a | n/a | n/a | n/a
FBM201 Image | 7.36.9 | n/a | n/a | QF1012777 - 1.40E | QF1012777 - 1.40E | n/a | n/a | n/a | n/a | n/a | QF1012777 - 1.40E | QF1012777 - 1.40E | QF1012777 - 1.40E | QF1012777 - 1.40E | QF1012777 - 1.40E | QF1012777 - 1.40E | n/a | n/a | n/a | n/a | n/a | n/a | n/a | n/a | n/a | n/a | n/a | n/a | n/a | n/a | n/a | n/a | n/a | n/a | n/a | n/a | n/a | n/a | n/a | n/a | n/a | n/a | n/a | n/a | n/a | n/a | n/a | n/a | n/a | n/a | n/a | n/a | n/a | n/a | n/a
FBM202 Image | 7.36.8 | n/a | n/a | QF1010781C - 1.40D | QF1010781C - 1.40D | n/a | n/a | n/a | n/a | n/a | QF1010781C - 1.40D | QF1010781C - 1.40D | QF1010781C - 1.40D | QF1010781C - 1.40D | QF1010781C - 1.40D | QF1010781C - 1.40D | n/a | n/a | n/a | n/a | n/a | n/a | n/a | n/a | n/a | n/a | n/a | n/a | n/a | n/a | n/a | n/a | n/a | n/a | n/a | n/a | n/a | n/a | n/a | n/a | n/a | n/a | n/a | n/a | n/a | n/a | n/a | n/a | n/a | n/a | n/a | n/a | n/a | n/a | n/a
FBM203 Image | 7.36.8 | n/a | n/a | QF1010781C - 1.40D | QF1010781C - 1.40D | n/a | n/a | n/a | n/a | n/a | QF1010781C - 1.40D | QF1010781C - 1.40D | QF1010781C - 1.40D | QF1010781C - 1.40D | QF1010781C - 1.40D | QF1010781C - 1.40D | n/a | n/a | n/a | n/a | n/a | n/a | n/a | n/a | n/a | n/a | n/a | n/a | n/a | n/a | n/a | n/a | n/a | n/a | n/a | n/a | n/a | n/a | n/a | n/a | n/a | n/a | n/a | n/a | n/a | n/a | n/a | n/a | n/a | n/a | n/a | n/a | n/a | n/a | n/a
FBM206 Image | 7.36.8 | n/a | n/a | QF1010781C - 1.40D | QF1010781C - 1.40D | n/a | n/a | n/a | n/a | n/a | QF1010781C - 1.40D | QF1010781C - 1.40D | QF1010781C - 1.40D | QF1010781C - 1.40D | QF1010781C - 1.40D | QF1010781C - 1.40D | n/a | n/a | n/a | n/a | n/a | n/a | n/a | n/a | n/a | n/a | n/a | n/a | n/a | n/a | n/a | n/a | n/a | n/a | n/a | n/a | n/a | n/a | n/a | n/a | n/a | n/a | n/a | n/a | n/a | n/a | n/a | n/a | n/a | n/a | n/a | n/a | n/a | n/a | n/a
FBM207 Image | 7.36.9 | n/a | n/a | QF1012777 - 1.40E | QF1012777 - 1.40E | n/a | n/a | n/a | n/a | n/a | QF1012777 - 1.40E | QF1012777 - 1.40E | QF1012777 - 1.40E | QF1012777 - 1.40E | QF1012777 - 1.40E | QF1012777 - 1.40E | n/a | n/a | n/a | n/a | n/a | n/a | n/a | n/a | n/a | n/a | n/a | n/a | n/a | n/a | n/a | n/a | n/a | n/a | n/a | n/a | n/a | n/a | n/a | n/a | n/a | n/a | n/a | n/a | n/a | n/a | n/a | n/a | n/a | n/a | n/a | n/a | n/a | n/a | n/a
FBM208 Image | 7.36.11 | n/a | n/a | QF1119041 - 1.40V | QF1119041 - 1.40V | n/a | n/a | n/a | n/a | n/a | QF1119041 - 1.40V | QF1119041 - 1.40V | QF1119041 - 1.40V | QF1119041 - 1.40V | QF1119041 - 1.40V | QF1119041 - 1.40V | n/a | n/a | n/a | n/a | n/a | n/a | n/a | n/a | n/a | n/a | n/a | n/a | n/a | n/a | n/a | n/a | n/a | n/a | n/a | n/a | n/a | n/a | n/a | n/a | n/a | n/a | n/a | n/a | n/a | n/a | n/a | n/a | n/a | n/a | n/a | n/a | n/a | n/a | n/a
FBM230 Image MODBUS | 7.36.12 | n/a | n/a | 1.35 | n/a | n/a | n/a | n/a | n/a | n/a | n/a | n/a | n/a | n/a | n/a | n/a | n/a | n/a | n/a | n/a | n/a | n/a | n/a | n/a | n/a | n/a | n/a | n/a | n/a | n/a | n/a | n/a | n/a | n/a | n/a | n/a | n/a | n/a | n/a | n/a | n/a | n/a | n/a | n/a | n/a | n/a | n/a | n/a | n/a | n/a | n/a | n/a | n/a | n/a | n/a
(FBM230 Image)MODBUS.ZIPH | 7.18.5 | n/a | n/a | 2.0 CRC4a373f4e | n/a | n/a | n/a | n/a | n/a | n/a | n/a | n/a | n/a | n/a | n/a | n/a | n/a | n/a | n/a | n/a | n/a | n/a | n/a | n/a | n/a | n/a | n/a | n/a | n/a | n/a | n/a | n/a | n/a | n/a | n/a | n/a | n/a | n/a | n/a | n/a | n/a | n/a | n/a | n/a | n/a | n/a | n/a | n/a | n/a | n/a | n/a | n/a | n/a | n/a | n/a
FBM232 Image SACO | 1.35 | n/a | n/a | n/a | n/a | n/a | n/a | n/a | n/a | n/a | n/a | n/a | n/a | n/a | 1.35 | n/a | n/a | n/a | n/a | n/a | n/a | n/a | n/a | n/a | n/a | n/a | n/a | n/a | n/a | n/a | n/a | n/a | n/a | n/a | n/a | n/a | n/a | n/a | n/a | n/a | n/a | n/a | n/a | n/a | n/a | n/a | n/a | n/a | n/a | n/a | n/a | n/a | n/a | n/a | n/a
(FBM230 Image)SACODRIVER.ZIPH | 7.18.11 | n/a | n/a | n/a | n/a | n/a | n/a | n/a | n/a | n/a | n/a | n/a | n/a | n/a | B3A48700 | n/a | n/a | n/a | n/a | n/a | n/a | n/a | n/a | n/a | n/a | n/a | n/a | n/a | n/a | n/a | n/a | n/a | n/a | n/a | n/a | n/a | n/a | n/a | n/a | n/a | n/a | n/a | n/a | n/a | n/a | n/a | n/a | n/a | n/a | n/a | n/a | n/a | n/a | n/a | n/a
FBM232 Image ATLM | 1.35 | n/a | n/a | 1.35 (QF1133419B) | n/a | n/a | n/a | n/a | n/a | n/a | n/a | n/a | n/a | n/a | 1.35 (QF1133419B) | 1.35 (QF1133419B) | n/a | n/a | n/a | n/a | n/a | n/a | n/a | n/a | n/a | n/a | n/a | n/a | n/a | n/a | n/a | n/a | n/a | n/a | n/a | n/a | n/a | n/a | n/a | n/a | n/a | n/a | n/a | n/a | n/a | n/a | n/a | n/a | n/a | n/a | n/a | n/a | n/a | n/a | n/a
(FBM230 Image)ATLM.ZIPH/080513 | 7.18.2 | n/a | n/a | n/a | n/a | n/a | n/a | n/a | n/a | n/a | n/a | n/a | n/a | n/a | 3d968026 | n/a | n/a | n/a | n/a | n/a | n/a | n/a | n/a | n/a | n/a | n/a | n/a | n/a | n/a | n/a | n/a | n/a | n/a | n/a | n/a | n/a | n/a | n/a | n/a | n/a | n/a | n/a | n/a | n/a | n/a | n/a | n/a | n/a | n/a | n/a | n/a | n/a | n/a | n/a | n/a
FBM232 Image RCIS | 1.35 | n/a | n/a | n/a | n/a | n/a | n/a | n/a | n/a | n/a | n/a | n/a | n/a | n/a | 1.35 / 0810 | n/a | n/a | n/a | n/a | n/a | n/a | n/a | n/a | n/a | n/a | n/a | n/a | n/a | n/a | n/a | n/a | n/a | n/a | n/a | n/a | n/a | n/a | n/a | n/a | n/a | n/a | n/a | n/a | n/a | n/a | n/a | n/a | n/a | n/a | n/a | n/a | n/a | n/a | n/a | n/a
(FBM232 Image)RICS.ZIPH (Hitachi) | 7.18.3 | n/a | n/a | n/a | n/a | n/a | n/a | n/a | n/a | n/a | n/a | n/a | n/a | n/a | CRC 86766A2E | n/a | n/a | n/a | n/a | n/a | n/a | n/a | n/a | n/a | n/a | n/a | n/a | n/a | n/a | n/a | n/a | n/a | n/a | n/a | n/a | n/a | n/a | n/a | n/a | n/a | n/a | n/a | n/a | n/a | n/a | n/a | n/a | n/a | n/a | n/a | n/a | n/a | n/a | n/a | n/a
FBM232 Image MRBM | 1.35 | n/a | n/a | n/a | n/a | n/a | n/a | n/a | n/a | n/a | n/a | n/a | n/a | n/a | 1.35 | n/a | n/a | n/a | n/a | n/a | n/a | n/a | n/a | n/a | n/a | n/a | n/a | n/a | n/a | n/a | n/a | n/a | n/a | n/a | n/a | n/a | n/a | n/a | n/a | n/a | n/a | n/a | n/a | n/a | n/a | n/a | n/a | n/a | n/a | n/a | n/a | n/a | n/a | n/a | n/a
(FBM232 Image)MRBM.ZIPH/1.3 | 7.18.7 | n/a | n/a | n/a | n/a | n/a | n/a | n/a | n/a | n/a | n/a | n/a | n/a | n/a | 8C94BF10 | n/a | n/a | n/a | n/a | n/a | n/a | n/a | n/a | n/a | n/a | n/a | n/a | n/a | n/a | n/a | n/a | n/a | n/a | n/a | n/a | n/a | n/a | n/a | n/a | n/a | n/a | n/a | n/a | n/a | n/a | n/a | n/a | n/a | n/a | n/a | n/a | n/a | n/a | n/a | n/a
FBM232 Image MVD | 7.36.12 | n/a | n/a | 1.35 (QF113341B) | n/a | n/a | n/a | n/a | n/a | n/a | n/a | n/a | n/a | n/a | n/a | 1.35 (QF113341B) | n/a | n/a | n/a | n/a | n/a | n/a | n/a | n/a | n/a | n/a | n/a | n/a | n/a | n/a | n/a | n/a | n/a | n/a | n/a | n/a | n/a | n/a | n/a | n/a | n/a | n/a | n/a | n/a | n/a | n/a | n/a | n/a | n/a | n/a | n/a | n/a | n/a | n/a | n/a
(FBM232 Image)MVD.ZIPH | 7.18.8 | n/a | n/a | 1.37 CRC26dfe4a2 | n/a | n/a | n/a | n/a | n/a | n/a | n/a | n/a | n/a | n/a | n/a | 1.37 CRC26dfe4a2 | n/a | n/a | n/a | n/a | n/a | n/a | n/a | n/a | n/a | n/a | n/a | n/a | n/a | n/a | n/a | n/a | n/a | n/a | n/a | n/a | n/a | n/a | n/a | n/a | n/a | n/a | n/a | n/a | n/a | n/a | n/a | n/a | n/a | n/a | n/a | n/a | n/a | n/a | n/a
MVD Workstation Driver | 7.18.9 | n/a | n/a | n/a | n/a | n/a | n/a | n/a | n/a | n/a | n/a | n/a | n/a | n/a | n/a | n/a | n/a | n/a | n/a | n/a | n/a | n/a | n/a | n/a | n/a | n/a | n/a | n/a | n/a | n/a | n/a | n/a | n/a | n/a | 1.37.1 CRCa852756f Q0302BC | 1.37.1 CRCa852756f Q0302BC | n/a | n/a | n/a | n/a | n/a | n/a | n/a | n/a | n/a | n/a | n/a | n/a | n/a | n/a | n/a | n/a | n/a | n/a | n/a
FBM232 Image MODBUS | 7.36.12 | n/a | n/a | 1.35 (QF113341B) | n/a | n/a | n/a | n/a | n/a | n/a | n/a | n/a | n/a | n/a | 1.35 (QF113341B) | 1.35 (QF113341B) | n/a | n/a | n/a | n/a | n/a | n/a | n/a | n/a | n/a | n/a | n/a | n/a | n/a | n/a | n/a | n/a | n/a | n/a | n/a | n/a | n/a | n/a | n/a | n/a | n/a | n/a | n/a | n/a | n/a | n/a | n/a | n/a | n/a | n/a | n/a | n/a | n/a | n/a | n/a
(FBM232 Image)MODBUS.ZIPH | 7.18.5 | n/a | n/a | 2.0 CRC4a373f4e | n/a | n/a | n/a | n/a | n/a | n/a | n/a | n/a | n/a | n/a | 2.0 CRC4a373f4e | 2.0 CRC4a373f4e | n/a | n/a | n/a | n/a | n/a | n/a | n/a | n/a | n/a | n/a | n/a | n/a | n/a | n/a | n/a | n/a | n/a | n/a | n/a | n/a | n/a | n/a | n/a | n/a | n/a | n/a | n/a | n/a | n/a | n/a | n/a | n/a | n/a | n/a | n/a | n/a | n/a | n/a | n/a
FBM232 Image MODBUS Slave | 7.36.12 | n/a | n/a | 1.35 (QF113341B) | n/a | n/a | n/a | n/a | n/a | n/a | n/a | n/a | n/a | n/a | 1.35 (QF113341B) | 1.35 (QF113341B) | n/a | n/a | n/a | n/a | n/a | n/a | n/a | n/a | n/a | n/a | n/a | n/a | n/a | n/a | n/a | n/a | n/a | n/a | n/a | n/a | n/a | n/a | n/a | n/a | n/a | n/a | n/a | n/a | n/a | n/a | n/a | n/a | n/a | n/a | n/a | n/a | n/a | n/a | n/a
MBSLAVE.ZIPH | 7.18.6 | n/a | n/a | 1.5 CRCccaad366 | n/a | n/a | n/a | n/a | n/a | n/a | n/a | n/a | n/a | n/a | 1.5 CRCccaad366 | 1.5 CRCccaad366 | n/a | n/a | n/a | n/a | n/a | n/a | n/a | n/a | n/a | n/a | n/a | n/a | n/a | n/a | n/a | n/a | n/a | n/a | n/a | n/a | n/a | n/a | n/a | n/a | n/a | n/a | n/a | n/a | n/a | n/a | n/a | n/a | n/a | n/a | n/a | n/a | n/a | n/a | n/a
FBM232 Image OPC | 7.36.12 | n/a | n/a | 1.35 (QF113341B) | n/a | n/a | n/a | n/a | n/a | n/a | n/a | n/a | n/a | n/a | 1.35 (QF113341B) | 1.35 (QF113341B) | n/a | n/a | n/a | n/a | n/a | n/a | n/a | n/a | n/a | n/a | n/a | n/a | n/a | n/a | n/a | n/a | n/a | n/a | n/a | n/a | n/a | n/a | n/a | n/a | n/a | n/a | n/a | n/a | n/a | n/a | n/a | n/a | n/a | n/a | n/a | n/a | n/a | n/a | n/a
(FBM232 Image)OPC.ZIPH | 7.36.13 | n/a | n/a | QF1013780 | n/a | n/a | n/a | n/a | n/a | n/a | n/a | n/a | n/a | n/a | QF1013780 | QF1013780 | n/a | n/a | n/a | n/a | n/a | n/a | n/a | n/a | n/a | n/a | n/a | n/a | n/a | n/a | n/a | n/a | n/a | n/a | n/a | n/a | n/a | n/a | n/a | n/a | n/a | n/a | n/a | n/a | n/a | n/a | n/a | n/a | n/a | n/a | n/a | n/a | n/a | n/a | n/a
FBM233 Image MODBUS | 7.36.12 | n/a | n/a | 1.35 (QF113341B) | n/a | n/a | n/a | n/a | n/a | n/a | n/a | n/a | n/a | n/a | 1.35 (QF113341B) | 1.35 (QF113341B) | n/a | n/a | n/a | n/a | n/a | n/a | n/a | n/a | n/a | n/a | n/a | n/a | n/a | n/a | n/a | n/a | n/a | n/a | n/a | n/a | n/a | n/a | n/a | n/a | n/a | n/a | n/a | n/a | n/a | n/a | n/a | n/a | n/a | n/a | n/a | n/a | n/a | n/a | n/a
(FBM233 Image)MODBUS.ZIPH | 7.18.5 | n/a | n/a | 2.0 CRC4a373f4e | n/a | n/a | n/a | n/a | n/a | n/a | n/a | n/a | n/a | n/a | 2.0 CRC4a373f4e | 2.0 CRC4a373f4e | n/a | n/a | n/a | n/a | n/a | n/a | n/a | n/a | n/a | n/a | n/a | n/a | n/a | n/a | n/a | n/a | n/a | n/a | n/a | n/a | n/a | n/a | n/a | n/a | n/a | n/a | n/a | n/a | n/a | n/a | n/a | n/a | n/a | n/a | n/a | n/a | n/a | n/a | n/a
FBM233 Image OPC | 7.36.12 | n/a | n/a | 1.35 (QF113341B) | n/a | n/a | n/a | n/a | n/a | n/a | n/a | n/a | n/a | n/a | 1.35 (QF113341B) | 1.35 (QF113341B) | n/a | n/a | n/a | n/a | n/a | n/a | n/a | n/a | n/a | n/a | n/a | n/a | n/a | n/a | n/a | n/a | n/a | n/a | n/a | n/a | n/a | n/a | n/a | n/a | n/a | n/a | n/a | n/a | n/a | n/a | n/a | n/a | n/a | n/a | n/a | n/a | n/a | n/a | n/a
(FBM233 Image)OPC.ZIPH | 7.36.13 | n/a | n/a | QF1013780 | n/a | n/a | n/a | n/a | n/a | n/a | n/a | n/a | n/a | n/a | QF1013780 | QF1013780 | n/a | n/a | n/a | n/a | n/a | n/a | n/a | n/a | n/a | n/a | n/a | n/a | n/a | n/a | n/a | n/a | n/a | n/a | n/a | n/a | n/a | n/a | n/a | n/a | n/a | n/a | n/a | n/a | n/a | n/a | n/a | n/a | n/a | n/a | n/a | n/a | n/a | n/a | n/a
FBM233 Image MHI | 7.36.12 | n/a | n/a | n/a | n/a | n/a | n/a | n/a | n/a | n/a | n/a | n/a | n/a | n/a | n/a | 1.35 | n/a | n/a | n/a | n/a | n/a | n/a | n/a | n/a | n/a | n/a | n/a | n/a | n/a | n/a | n/a | n/a | n/a | n/a | n/a | n/a | n/a | n/a | n/a | n/a | n/a | n/a | n/a | n/a | n/a | n/a | n/a | n/a | n/a | n/a | n/a | n/a | n/a | n/a | n/a
(FBM233 Image)MHI.ZIPH | 7.18.4 | n/a | n/a | n/a | n/a | n/a | n/a | n/a | n/a | n/a | n/a | n/a | n/a | n/a | n/a | 1.3 CRC4EAEAF24 | n/a | n/a | n/a | n/a | n/a | n/a | n/a | n/a | n/a | n/a | n/a | n/a | n/a | n/a | n/a | n/a | n/a | n/a | n/a | n/a | n/a | n/a | n/a | n/a | n/a | n/a | n/a | n/a | n/a | n/a | n/a | n/a | n/a | n/a | n/a | n/a | n/a | n/a | n/a
FBM233 Image 3DM | 7.36.12 | n/a | n/a | n/a | n/a | n/a | n/a | n/a | n/a | n/a | n/a | n/a | n/a | n/a | 1.35 | n/a | n/a | n/a | n/a | n/a | n/a | n/a | n/a | n/a | n/a | n/a | n/a | n/a | n/a | n/a | n/a | n/a | n/a | n/a | n/a | n/a | n/a | n/a | n/a | n/a | n/a | n/a | n/a | n/a | n/a | n/a | n/a | n/a | n/a | n/a | n/a | n/a | n/a | n/a | n/a
(FBM233 Image)3DM.ZIPH | 7.18.1 | n/a | n/a | n/a | n/a | n/a | n/a | n/a | n/a | n/a | n/a | n/a | n/a | n/a | C4E46CE8 | n/a | n/a | n/a | n/a | n/a | n/a | n/a | n/a | n/a | n/a | n/a | n/a | n/a | n/a | n/a | n/a | n/a | n/a | n/a | n/a | n/a | n/a | n/a | n/a | n/a | n/a | n/a | n/a | n/a | n/a | n/a | n/a | n/a | n/a | n/a | n/a | n/a | n/a | n/a | n/a
FBM240 Image | 7.36.10 | n/a | n/a | QF1013342B - 1.40U | QF1013342B - 1.40U | n/a | n/a | n/a | n/a | n/a | QF1013342B - 1.40U | QF1013342B - 1.40U | QF1013342B - 1.40U | QF1013342B - 1.40U | QF1013342B - 1.40U | QF1013342B - 1.40U | n/a | n/a | n/a | n/a | n/a | n/a | n/a | n/a | n/a | n/a | n/a | n/a | n/a | n/a | n/a | n/a | n/a | n/a | n/a | n/a | n/a | n/a | n/a | n/a | n/a | n/a | n/a | n/a | n/a | n/a | n/a | n/a | n/a | n/a | n/a | n/a | n/a | n/a | n/a
cfgarp.awk (QF1013663) | 7.36.4 | n/a | n/a | n/a | n/a | n/a | n/a | n/a | n/a | n/a | n/a | n/a | n/a | n/a | n/a | n/a | n/a | n/a | n/a | n/a | n/a | n/a | n/a | n/a | n/a | n/a | n/a | n/a | n/a | n/a | n/a | n/a | n/a | n/a | 8.4 | 8.4 | n/a | n/a | n/a | n/a | n/a | n/a | n/a | n/a | n/a | n/a | n/a | n/a | n/a | n/a | n/a | n/a | n/a | n/a | n/a
Subdisplays | 7.3 | n/a | n/a | 11/9/2006 | 11/9/2006 | 11/9/2006 | 11/9/2006 | 11/9/2006 | 11/9/2006 | 11/9/2006 | 11/9/2006 | 11/9/2006 | 11/9/2006 | 11/9/2006 | 11/9/2006 | 11/9/2006 | n/a | n/a | n/a | n/a | n/a | n/a | n/a | n/a | n/a | n/a | n/a | n/a | 11/9/2006 | 11/9/2006 | 11/9/2006 | n/a | n/a | n/a | n/a | n/a | n/a | n/a | n/a | n/a | n/a | n/a | n/a | n/a | n/a | n/a | n/a | 11/9/2006 | n/a | n/a | n/a | n/a | n/a | n/a | n/a
AIM* | 7.9, 7.10 & 7.36.2 | UN | n/a | n/a | n/a | n/a | n/a | n/a | n/a | n/a | n/a | n/a | n/a | n/a | n/a | n/a | V3.3.1.153 | V3.3.1.153 | V3.3.1.153 | V3.3.1.153 | V3.3.1.153 | V3.3.1.153 | V3.3.1.153 | V3.3.1.153 | V3.3.1.153 | V3.3.1.153 | V3.3.1.153 | V3.3.1.153 | n/a | n/a | n/a | n/a | n/a | n/a | n/a | V3.3.1.153 | n/a | V3.3.1.153 | V3.3.1.153 | n/a | n/a | n/a | n/a | 3.2.3.53 no lic | n/a | n/a | n/a | n/a | n/a | n/a | n/a | n/a | n/a | n/a | n/a
Sysdef | 7.16 | D10 | n/a | n/a | n/a | n/a | n/a | n/a | n/a | n/a | n/a | n/a | n/a | n/a | 2.8 | 2.8 | n/a | n/a | n/a | n/a | n/a | n/a | n/a | n/a | n/a | n/a | n/a | n/a | n/a | n/a | n/a | n/a | n/a | n/a | n/a | n/a | n/a | n/a | n/a | n/a | n/a | n/a | n/a | n/a | n/a | n/a | n/a | n/a | n/a | n/a | n/a | n/a | n/a | n/a | n/a
WinZip | 25 | n/a | n/a | 9 | 9 | 9 | 9 | 9 | 9 | 9 | 9 | 9 | 9 | 9 | 9 | 9 | 9 | 9 | 9 | 9 | 9 | 9 | 9 | 9 | 9 | 9 | 9 | 9 | 9 | 9 | 9 | 9 | 9 | 9 | 9 | 9 | 9 | 9 | 9 | 9 | 9 | 9 | 9 | 9 | 9 | 9 | 9 | 9 | n/a | n/a | n/a | n/a | n/a | n/a | n/a
Humanist Fonts | 6.3 | n/a | n/a | 3/2/2005 | 3/2/2005 | 3/2/2005 | 3/2/2005 | 3/2/2005 | 3/2/2005 | 3/2/2005 | 3/2/2005 | 3/2/2005 | 3/2/2005 | 3/2/2005 | 3/2/2005 | 3/2/2005 | n/a | n/a | n/a | n/a | n/a | n/a | n/a | n/a | n/a | n/a | n/a | n/a | 3/2/2005 | 3/2/2005 | 3/2/2005 | 3/2/2005 | 3/2/2005 | n/a | n/a | n/a | n/a | n/a | n/a | n/a | n/a | n/a | n/a | n/a | n/a | n/a | n/a | 3/2/2005 | n/a | n/a | n/a | n/a | n/a | n/a | n/a
TCL | Appendix 30 | n/a | n/a | 8.5.9.2 | 8.5.9.2 | 8.5.9.2 | 8.5.9.2 | 8.5.9.2 | 8.5.9.2 | 8.5.9.2 | 8.5.9.2 | 8.5.9.2 | 8.5.9.2 | 8.5.9.2 | 8.5.9.2 | 8.5.9.2 | n/a | n/a | n/a | n/a | n/a | n/a | n/a | n/a | n/a | n/a | n/a | n/a | 8.5.9.2 | 8.5.9.2 | 8.5.9.2 | n/a | n/a | n/a | n/a | n/a | n/a | n/a | n/a | n/a | n/a | n/a | n/a | n/a | n/a | n/a | n/a | 8.5.9.2 | n/a | n/a | n/a | n/a | n/a | n/a | n/a
Microsoft Installer | Appendix 28 | n/a | n/a | 4.5 | 4.5 | 4.5 | 4.5 | 4.5 | 4.5 | 4.5 | 4.5 | 4.5 | 4.5 | 4.5 | 4.5 | 4.5 | n/a | n/a | n/a | n/a | n/a | n/a | n/a | n/a | n/a | n/a | n/a | n/a | 4.5 | 4.5 | 4.5 | n/a | n/a | 4.5 | n/a | n/a | n/a | n/a | n/a | n/a | n/a | n/a | n/a | n/a | n/a | n/a | n/a | 4.5 | n/a | n/a | n/a | n/a | n/a | n/a | n/a
.Net Framework | Appendix 29 | n/a | n/a | 4 | 4 | 4 | 4 | 4 | 4 | 4 | 4 | 4 | 4 | 4 | 4 | 4 | n/a | n/a | n/a | n/a | n/a | n/a | n/a | n/a | n/a | n/a | n/a | n/a | 4.0 | 4.0 | 4.0 | n/a | n/a | 4.0 | n/a | n/a | n/a | n/a | n/a | n/a | n/a | n/a | n/a | 1.1 | 1.1 | n/a | n/a | 4.0 | n/a | n/a | n/a | n/a | n/a | n/a | n/a
Adobe Acrobat Std | Appendix 27 | n/a | n/a | 6 | 6 | 6 | 6 | 6 | 6 | 6 | 6 | 6 | 6 | 6 | 6 | 6 | n/a | n/a | n/a | n/a | n/a | n/a | n/a | n/a | n/a | n/a | n/a | n/a | 6.0 | 6.0 | 6.0 | n/a | n/a | n/a | n/a | n/a | n/a | n/a | n/a | n/a | n/a | n/a | n/a | n/a | n/a | n/a | n/a | 6.0 | n/a | n/a | n/a | n/a | n/a | n/a | n/a
Adobe Acrobat Pro | Appendix 27 | D14 | n/a | n/a | n/a | n/a | n/a | n/a | n/a | n/a | n/a | n/a | n/a | n/a | n/a | n/a | n/a | n/a | n/a | n/a | n/a | n/a | n/a | n/a | n/a | n/a | n/a | n/a | n/a | n/a | n/a | n/a | n/a | 6.0 | n/a | n/a | n/a | n/a | n/a | n/a | n/a | n/a | n/a | 6.0 | n/a | n/a | n/a | n/a | n/a | n/a | n/a | n/a | n/a | n/a | n/a
Microsoft Office Complete | Appendix 26 | D15 | n/a | n/a | n/a | n/a | n/a | n/a | n/a | n/a | 2003 | 2003 | 2003 | 2003 | 2003 | 2003 | n/a | n/a | n/a | n/a | n/a | n/a | n/a | n/a | n/a | n/a | n/a | n/a | n/a | n/a | n/a | n/a | n/a | n/a | n/a | n/a | n/a | n/a | n/a | n/a | n/a | n/a | n/a | 2003 | 2003 | n/a | n/a | 2003 | n/a | n/a | n/a | n/a | n/a | n/a | n/a
Microsoft Excel | Appendix 26.1 | D15 | n/a | n/a | n/a | 2003 | 2003 | 2003 | n/a | 2003 | n/a | n/a | n/a | n/a | n/a | n/a | n/a | n/a | n/a | n/a | n/a | n/a | n/a | n/a | n/a | n/a | n/a | n/a | 2003 | 2003 | 2003 | n/a | n/a | n/a | n/a | n/a | n/a | n/a | n/a | n/a | n/a | n/a | n/a | n/a | n/a | n/a | n/a | n/a | n/a | n/a | n/a | n/a | n/a | n/a | n/a
MSDE | Application Dependent | n/a | n/a | n/a | n/a | n/a | n/a | n/a | n/a | n/a | n/a | n/a | n/a | n/a | n/a | n/a | n/a | n/a | n/a | n/a | n/a | n/a | n/a | n/a | n/a | n/a | n/a | n/a | n/a | n/a | n/a | n/a | n/a | 8.00.760 | n/a | n/a | n/a | n/a | n/a | n/a | n/a | n/a | n/a | 8.00.760 | 8.00.760 | n/a | n/a | n/a | n/a | n/a | n/a | n/a | n/a | n/a | n/a
HP 2300 Printer Driver | 6.6.2 | D19 | n/a | n/a | n/a | n/a | n/a | n/a | n/a | n/a | n/a | n/a | n/a | n/a | n/a | n/a | n/a | n/a | n/a | n/a | n/a | n/a | n/a | n/a | n/a | n/a | n/a | n/a | n/a | n/a | n/a | n/a | n/a | n/a | n/a | n/a | n/a | n/a | n/a | n/a | n/a | n/a | n/a | n/a | n/a | n/a | n/a | n/a | n/a | n/a | 5.00 | n/a | n/a | n/a | n/a
HP 3000 Printer Driver | 6.6.3 | D18 | n/a | n/a | n/a | n/a | 0.24 PCL | 0.24 PCL | 0.24 PCL | n/a | 0.24 PCL | 0.24 PCL | n/a | n/a | n/a | n/a | n/a | n/a | n/a | n/a | n/a | n/a | n/a | n/a | n/a | n/a | n/a | n/a | 5.02 PS | n/a | n/a | n/a | n/a | n/a | n/a | n/a | n/a | n/a | n/a | n/a | n/a | n/a | n/a | n/a | n/a | n/a | n/a | 0.24 PCL | 0.24 PCL | 0.24 PCL | n/a | 0.24 PCL | 0.24 PCL | 0.24 PCL | n/a
Okidata printer driver | 6.6.1 | n/a | n/a | n/a | n/a | n/a | n/a | n/a | n/a | n/a | n/a | n/a | n/a | n/a | n/a | 5.00 | n/a | n/a | n/a | n/a | n/a | n/a | n/a | n/a | n/a | n/a | n/a | n/a | n/a | 5.00 | n/a | n/a | n/a | n/a | n/a | n/a | n/a | n/a | n/a | n/a | n/a | n/a | n/a | n/a | n/a | n/a | n/a | n/a | n/a | n/a | n/a | n/a | n/a | n/a | n/a
HP plotter driver | n/a | n/a | n/a | n/a | n/a | n/a | n/a | n/a | n/a | n/a | n/a | n/a | n/a | n/a | n/a | n/a | n/a | n/a | n/a | n/a | n/a | n/a | n/a | n/a | n/a | n/a | n/a | n/a | n/a | n/a | n/a | n/a | n/a | n/a | n/a | 5.34 | n/a | n/a | n/a | n/a | n/a | n/a | n/a | n/a | n/a | n/a | n/a | n/a | n/a | n/a | n/a | n/a | n/a | n/a | n/a
Quad Card driver | Appendix OP_3 | n/a | n/a | n/a | n/a | n/a | n/a | n/a | n/a | n/a | n/a | n/a | n/a | n/a | n/a | n/a | n/a | n/a | n/a | n/a | n/a | n/a | n/a | n/a | n/a | n/a | n/a | n/a | n/a | n/a | n/a | 12/18/2002 | 12/18/2002 | n/a | n/a | n/a | n/a | n/a | n/a | n/a | n/a | n/a | n/a | n/a | n/a | n/a | n/a | n/a | n/a | n/a | n/a | n/a | n/a | n/a | n/a
KSI GPS driver | 7.36.13 | n/a | QF1129257 | 2.1 | 2.1 | n/a | n/a | n/a | n/a | n/a | n/a | n/a | n/a | n/a | n/a | n/a | n/a | n/a | n/a | n/a | n/a | n/a | n/a | n/a | n/a | n/a | n/a | n/a | n/a | n/a | n/a | n/a | n/a | n/a | n/a | n/a | n/a | n/a | n/a | n/a | n/a | n/a | n/a | n/a | n/a | n/a | n/a | n/a | n/a | n/a | n/a | n/a | n/a | n/a | n/a
Corporate TDR | 7.23 | n/a | QF1167300 | n/a | n/a | n/a | n/a | n/a | n/a | n/a | n/a | n/a | n/a | n/a | n/a | n/a | n/a | n/a | n/a | n/a | n/a | n/a | n/a | n/a | n/a | n/a | n/a | n/a | n/a | n/a | n/a | n/a | n/a | n/a | n/a | 1.5.3 | n/a | n/a | n/a | n/a | n/a | n/a | n/a | n/a | n/a | n/a | n/a | n/a | n/a | n/a | n/a | n/a | n/a | n/a | n/a
Corporate SOE | 7.22 | n/a | QF1167300 | n/a | n/a | n/a | n/a | n/a | n/a | n/a | n/a | n/a | n/a | n/a | n/a | n/a | n/a | n/a | n/a | n/a | n/a | n/a | n/a | n/a | n/a | n/a | n/a | n/a | n/a | n/a | n/a | n/a | n/a | n/a | n/a | 1.5.3 | n/a | n/a | n/a | n/a | n/a | n/a | n/a | n/a | n/a | n/a | n/a | n/a | n/a | n/a | n/a | n/a | n/a | n/a | n/a
CVW/Group Point | 7.25 | n/a | n/a | 2.1.772 | 2.1.772 | 2.1.772 | 2.1.772 | 2.1.772 | 2.1.772 | 2.1.772 | 2.1.772 | 2.1.772 | 2.1.772 | 2.1.772 | 2.1.772 | 2.1.772 | 2.1.760 | 2.1.760 | 2.1.760 | 2.1.760 | 2.1.760 | 2.1.760 | 2.1.760 | 2.1.760 | 2.1.760 | 2.1.760 | 2.1.760 | 2.1.760 | 2.1.772 | 2.1.772 | 2.1.772 | n/a | n/a | n/a | 2.1.760 | 2.1.760 | n/a | n/a | n/a | n/a | n/a | n/a | n/a | n/a | n/a | n/a | n/a | 2.1.772 | n/a | n/a | n/a | n/a | n/a | n/a | n/a
Wonderware ABTCP DAServer | n/a | n/a | n/a | n/a | n/a | n/a | n/a | n/a | n/a | n/a | n/a | n/a | n/a | n/a | n/a | n/a | n/a | n/a | n/a | n/a | n/a | n/a | n/a | n/a | n/a | n/a | n/a | n/a | n/a | n/a | n/a | n/a | n/a | n/a | n/a | n/a | n/a | n/a | n/a | n/a | n/a | n/a | n/a | n/a | n/a | n/a | n/a | n/a | n/a | n/a | n/a | n/a | n/a | n/a | n/a
I/A Report Package | 7.37 | n/a | n/a | n/a | n/a | n/a | n/a | n/a | n/a | n/a | n/a | n/a | n/a | n/a | n/a | n/a | n/a | n/a | n/a | n/a | n/a | n/a | n/a | n/a | n/a | n/a | n/a | n/a | n/a | n/a | n/a | n/a | n/a | n/a | n/a | n/a | n/a | n/a | n/a | n/a | n/a | n/a | n/a | 5.1 | n/a | n/a | n/a | n/a | n/a | n/a | n/a | n/a | n/a | n/a | n/a
AIM* Datalink | 7.9, 7.10 & 7.36.2 | n/a | n/a | n/a | n/a | n/a | n/a | n/a | n/a | n/a | n/a | n/a | n/a | n/a | n/a | n/a | n/a | n/a | n/a | n/a | n/a | n/a | n/a | n/a | n/a | n/a | n/a | n/a | n/a | n/a | n/a | n/a | n/a | n/a | n/a | n/a | n/a | n/a | n/a | n/a | n/a | n/a | n/a | 08-03-2005 | n/a | n/a | n/a | n/a | n/a | n/a | n/a | n/a | n/a | n/a | n/a
Apollo | n/a | n/a | n/a | n/a | n/a | n/a | n/a | n/a | n/a | n/a | n/a | n/a | n/a | n/a | n/a | n/a | n/a | n/a | n/a | n/a | n/a | n/a | n/a | n/a | n/a | n/a | n/a | n/a | n/a | n/a | n/a | n/a | n/a | n/a | n/a | n/a | n/a | n/a | n/a | n/a | n/a | n/a | n/a | n/a | n/a | n/a | n/a | n/a | n/a | n/a | n/a | n/a | n/a | n/a | 1.6 SR1
Screen Host | n/a | n/a | n/a | n/a | n/a | n/a | n/a | n/a | n/a | n/a | n/a | n/a | n/a | n/a | n/a | n/a | n/a | n/a | n/a | n/a | n/a | n/a | n/a | n/a | n/a | n/a | n/a | n/a | n/a | n/a | n/a | n/a | n/a | n/a | n/a | n/a | n/a | n/a | n/a | n/a | n/a | n/a | n/a | n/a | n/a | n/a | n/a | n/a | n/a | n/a | n/a | n/a | n/a | n/a | n/a
Report Client | 7.35 | n/a | n/a | n/a | n/a | n/a | n/a | n/a | n/a | n/a | n/a | n/a | n/a | n/a | n/a | n/a | n/a | n/a | n/a | n/a | n/a | n/a | n/a | n/a | n/a | n/a | n/a | n/a | n/a | n/a | n/a | n/a | n/a | n/a | n/a | n/a | n/a | n/a | n/a | n/a | n/a | n/a |  | n/a | n/a | n/a | n/a | n/a | n/a | n/a | n/a | n/a | n/a | n/a | n/a
Report Server | 7.35 | n/a | n/a | n/a | n/a | n/a | n/a | n/a | n/a | n/a | n/a | n/a | n/a | n/a | n/a | n/a | n/a | n/a | n/a | n/a | n/a | n/a | n/a | n/a | n/a | n/a | n/a | n/a | n/a | n/a | n/a | n/a | n/a | n/a | n/a | n/a | n/a | n/a | n/a | n/a | n/a | n/a |  | 1.08? | n/a | n/a | n/a | n/a | n/a | n/a | n/a | n/a | n/a | n/a | n/a
Report Database | 7.35 | n/a | n/a | n/a | n/a | n/a | n/a | n/a | n/a | n/a | n/a | n/a | n/a | n/a | n/a | n/a | n/a | n/a | n/a | n/a | n/a | n/a | n/a | n/a | n/a | n/a | n/a | n/a | n/a | n/a | n/a | n/a | n/a | n/a | n/a | n/a | n/a | n/a | n/a | n/a | n/a | n/a | n/a | n/a | ??? | n/a | n/a | n/a | n/a | n/a | n/a | n/a | n/a | n/a | n/a
XpdfViewerCtrl | Appendix 32 | n/a | n/a | 3.00.0012 | 3.00.0012 | 3.00.0012 | 3.00.0012 | 3.00.0012 | 3.00.0012 | 3.00.0012 | 3.00.0012 | 3.00.0012 | 3.00.0012 | 3.00.0012 | 3.00.0012 | 3.00.0012 | n/a | n/a | n/a | n/a | n/a | n/a | n/a | n/a | n/a | n/a | n/a | n/a | 3.00.0012 | 3.00.0012 | 3.00.0012 | 3.00.0012 | 3.00.0012 | n/a | n/a | n/a | n/a | n/a | n/a | n/a | n/a | n/a | n/a | n/a | n/a | n/a | n/a | 3.00.0012 | n/a | n/a | n/a | n/a | n/a | n/a | n/a
RPM Remote Print Manager (Brooks) | 39 (96F-67164-1C91-FDI-0484) | n/a | n/a | n/a | n/a | n/a | 4.5.1.11 | 4.5.1.11 | n/a | n/a | n/a | n/a | n/a | n/a | n/a | 4.5.1.11 | n/a | n/a | n/a | n/a | n/a | n/a | n/a | n/a | n/a | n/a | n/a | n/a | 4.5.1.11 | 4.5.1.11 | n/a | n/a | n/a | n/a | n/a | n/a | n/a | n/a | n/a | n/a | n/a | n/a | n/a | n/a | n/a | n/a | n/a | n/a | n/a | n/a | n/a | n/a | n/a | n/a | n/a
Netsight Console Client | 7.34 | n/a | n/a | n/a | n/a | n/a | n/a | n/a | n/a | n/a | n/a | n/a | n/a | n/a | n/a | n/a | n/a | n/a | n/a | n/a | n/a | n/a | n/a | n/a | n/a | n/a | n/a | n/a | n/a | n/a | n/a | n/a | n/a | n/a | n/a | n/a | n/a | n/a | n/a | n/a | n/a | n/a | n/a | n/a | n/a | 3.1.3.37 | n/a | n/a | n/a | n/a | n/a | n/a | n/a | n/a | n/a
Netsight Inventory Manager | 7.34 | n/a | n/a | n/a | n/a | n/a | n/a | n/a | n/a | n/a | n/a | n/a | n/a | n/a | n/a | n/a | n/a | n/a | n/a | n/a | n/a | n/a | n/a | n/a | n/a | n/a | n/a | n/a | n/a | n/a | n/a | n/a | n/a | n/a | n/a | n/a | n/a | n/a | n/a | n/a | n/a | n/a | n/a | n/a | n/a | 3.1.3.37 | n/a | n/a | n/a | n/a | n/a | n/a | n/a | n/a | n/a
Netsight Policy Manager | 7.34 | n/a | n/a | n/a | n/a | n/a | n/a | n/a | n/a | n/a | n/a | n/a | n/a | n/a | n/a | n/a | n/a | n/a | n/a | n/a | n/a | n/a | n/a | n/a | n/a | n/a | n/a | n/a | n/a | n/a | n/a | n/a | n/a | n/a | n/a | n/a | n/a | n/a | n/a | n/a | n/a | n/a | n/a | n/a | n/a | 3.1.3.37 | n/a | n/a | n/a | n/a | n/a | n/a | n/a | n/a | n/a
Java Runtime Enviroment | 7.34 | n/a | n/a | n/a | n/a | n/a | n/a | n/a | n/a | n/a | n/a | n/a | n/a | n/a | n/a | n/a | n/a | n/a | n/a | n/a | n/a | n/a | n/a | n/a | n/a | n/a | n/a | n/a | n/a | n/a | n/a | n/a | n/a | n/a | n/a | n/a | n/a | n/a | n/a | n/a | n/a | n/a | n/a | n/a | n/a | 6 | n/a | n/a | n/a | n/a | n/a | n/a | n/a | n/a | n/a
mswinsck.ocx | 7.1 | n/a | n/a | 6.0.81.69 | 6.0.81.69 | 6.0.81.69 | 6.0.81.69 | 6.0.81.69 | 6.0.81.69 | 6.0.81.69 | 6.0.81.69 | 6.0.81.69 | 6.0.81.69 | 6.0.81.69 | 6.0.81.69 | 6.0.81.69 | n/a | n/a | n/a | n/a | n/a | n/a | n/a | n/a | n/a | n/a | n/a | n/a | 6.0.81.69 | 6.0.81.69 | 6.0.81.69 | n/a | n/a | n/a | n/a | n/a | n/a | n/a | n/a | n/a | n/a | n/a | n/a | n/a | n/a | n/a | n/a | 6.0.81.69 | n/a | n/a | n/a | n/a | n/a | n/a | n/a
Master Time Keeper (MTK) Switch (foxint.sys) | 5.6 | n/a | QF1013734 | QF1013734 | QF1013734 | QF1013734 | QF1013734 | QF1013734 | QF1013734 | QF1013734 | QF1013734 | QF1013734 | QF1013734 | QF1013734 | QF1013734 | QF1013734 | QF1013734 | QF1013734 | QF1013734 | QF1013734 | QF1013734 | QF1013734 | QF1013734 | QF1013734 | QF1013734 | QF1013734 | QF1013734 | QF1013734 | QF1013734 | QF1013734 | QF1013734 | QF1013734 | QF1013734 | QF1013734 | QF1013734 | QF1013734 | QF1013734 | QF1013734 | QF1013734 | QF1013734 | QF1013734 | QF1013734 | QF1013734 | QF1013734 | QF1013734 | QF1013734 | QF1013734 | QF1013734 | n/a | n/a | n/a | n/a | n/a | n/a | n/a
Common Alarm Group (AHT) | 7.2 | n/a | QF1056233 | QF1056233 | QF1056233 | QF1056233 | QF1056233 | QF1056233 | QF1056233 | QF1056233 | QF1056233 | QF1056233 | QF1056233 | QF1056233 | QF1056233 | QF1056233 | QF1056233 | QF1056233 | QF1056233 | QF1056233 | QF1056233 | QF1056233 | QF1056233 | QF1056233 | QF1056233 | QF1056233 | QF1056233 | QF1056233 | QF1056233 | QF1056233 | QF1056233 | n/a | n/a | n/a | QF1056233 | QF1056233 | n/a | QF1056233 | QF1056233 | n/a | n/a | n/a | n/a | n/a | n/a | n/a | n/a | QF1056233 | n/a | n/a | n/a | n/a | n/a | n/a | n/a
Alarm Alert Subsystem | 7.36.14 | n/a | QF1056233 | QF1056233 | QF1056233 | QF1056233 | QF1056233 | QF1056233 | QF1056233 | QF1056233 | QF1056233 | QF1056233 | QF1056233 | QF1056233 | QF1056233 | QF1056233 | QF1056233 | QF1056233 | QF1056233 | QF1056233 | QF1056233 | QF1056233 | QF1056233 | QF1056233 | QF1056233 | QF1056233 | QF1056233 | QF1056233 | QF1056233 | QF1056233 | QF1056233 | QF1056233 | QF1056233 | QF1056233 | QF1056233 | QF1056233 | QF1056233 | QF1056233 | QF1056233 | QF1056233 | QF1056233 | QF1056233 | QF1056233 | QF1056233 | QF1056233 | QF1056233 | QF1056233 | QF1056233 | n/a | n/a | n/a | n/a | n/a | n/a | n/a
Message Manager | n/a | n/a | QF1106399 | n/a | n/a | n/a | n/a | n/a | n/a | n/a | n/a | n/a | n/a | n/a | n/a | n/a | n/a | n/a | n/a | n/a | n/a | n/a | n/a | n/a | n/a | n/a | n/a | n/a | n/a | n/a | n/a | n/a | n/a | n/a | n/a | n/a | n/a | QF1106399 | QF1106399 | n/a | n/a | n/a | n/a | n/a | n/a | n/a | n/a | n/a | n/a | n/a | n/a | n/a | n/a | n/a | n/a
FDSI Configuration | 7.17 | D16 | K0173WZ-D | 1.3 | n/a | n/a | n/a | n/a | n/a | n/a | n/a | n/a | n/a | n/a | 1.3 | 1.3 | n/a | n/a | n/a | n/a | n/a | n/a | n/a | n/a | n/a | n/a | n/a | n/a | n/a | n/a | n/a | n/a | n/a | n/a | n/a | n/a | n/a | n/a | n/a | n/a | n/a | n/a | n/a | n/a | n/a | n/a | n/a | n/a | n/a | n/a | n/a | n/a | n/a | n/a | n/a
Object Manager | 7.36.5 | n/a | QF1054251 | n/a | n/a | n/a | n/a | n/a | n/a | n/a | n/a | n/a | n/a | n/a | n/a | n/a | n/a | n/a | n/a | n/a | n/a | n/a | n/a | n/a | n/a | n/a | n/a | n/a | n/a | n/a | n/a | n/a | n/a | n/a | QF1054251 | QF1054251 | n/a | n/a | n/a | n/a | n/a | n/a | n/a | n/a | n/a | n/a | n/a | n/a | n/a | n/a | n/a | n/a | n/a | n/a | n/a
hpstk.exe | 7.13.17 | n/a | QF1183542B | QF1183542B | QF1183542B | QF1183542B | QF1183542B | QF1183542B | QF1183542B | QF1183542B | QF1183542B | QF1183542B | QF1183542B | QF1183542B | QF1183542B | QF1183542B | QF1183542B | QF1183542B | QF1183542B | QF1183542B | QF1183542B | QF1183542B | QF1183542B | QF1183542B | QF1183542B | QF1183542B | QF1183542B | QF1183542B | QF1183542B | QF1183542B | QF1183542B | QF1183542B | QF1183542B | QF1183542B | QF1183542B | QF1183542B | QF1183542B | QF1183542B | QF1183542B | QF1183542B | QF1183542B | QF1183542B | QF1183542B | QF1183542B | QF1183542B | QF1183542B | QF1183542B | QF1183542B | n/a | n/a | n/a | n/a | n/a | n/a | n/a
ntpd.exe | n/a | n/a | QF1129257 | QF1129257 | QF1129257 | QF1129257 | QF1129257 | QF1129257 | QF1129257 | QF1129257 | QF1129257 | QF1129257 | QF1129257 | QF1129257 | QF1129257 | QF1129257 | QF1129257 | QF1129257 | QF1129257 | QF1129257 | QF1129257 | QF1129257 | QF1129257 | QF1129257 | QF1129257 | QF1129257 | QF1129257 | QF1129257 | QF1129257 | QF1129257 | QF1129257 | QF1129257 | QF1129257 | QF1129257 | QF1129257 | QF1129257 | QF1129257 | QF1129257 | QF1129257 | QF1129257 | QF1129257 | QF1129257 | QF1129257 | QF1129257 | QF1129257 | QF1129257 | QF1129257 | QF1129257 | n/a | n/a | n/a | n/a | n/a | n/a | n/a
Exceed crash fix | Appendix 40 | n/a | ExceedSettings | ExceedSettings.reg | ExceedSettings.reg | ExceedSettings.reg | ExceedSettings.reg | ExceedSettings.reg | ExceedSettings.reg | ExceedSettings.reg | ExceedSettings.reg | ExceedSettings.reg | ExceedSettings.reg | ExceedSettings.reg | ExceedSettings.reg | ExceedSettings.reg | ExceedSettings.reg | ExceedSettings.reg | ExceedSettings.reg | ExceedSettings.reg | ExceedSettings.reg | ExceedSettings.reg | ExceedSettings.reg | ExceedSettings.reg | ExceedSettings.reg | ExceedSettings.reg | ExceedSettings.reg | ExceedSettings.reg | ExceedSettings.reg | ExceedSettings.reg | ExceedSettings.reg | ExceedSettings.reg | ExceedSettings.reg | ExceedSettings.reg | ExceedSettings.reg | ExceedSettings.reg | ExceedSettings.reg | ExceedSettings.reg | ExceedSettings.reg | ExceedSettings.reg | ExceedSettings.reg | ExceedSettings.reg | ExceedSettings.reg | ExceedSettings.reg | ExceedSettings.reg | ExceedSettings.reg | ExceedSettings.reg | ExceedSettings.reg | n/a | n/a | n/a | n/a | n/a | n/a | n/a

## Server 2003 Disk-based Sys SW
Software | Procedure | Software Library Identification | Media Identification | 1AW61A | 1AW61B
Windows OS | 4 | n/a | K0173XJ | Server 2003, SP1 | Server 2003, SP1
Service Pack | n/a | n/a | n/a | SP1 | SP1
Security Updates | n/a | n/a | n/a | n/a | n/a
McAfee Anti-Virus | Appendix OP_14 | n/a | n/a | 8.0i | 8.0i
IA software(K0174AU-A) | 5.1 | n/a | K0174AU-A | 8.2 | 8.2
IA software(K0174AY-A) | 5.1 | n/a | K0174AY-A | 1 CDROM trailer | 1 CDROM trailer
IA software(K0174BC-A) | 5.1 | n/a | K0174BC-A | 1 CDROM #2 trailer | 1 CDROM #2 trailer
IA software(Commit Disk 101) | 5.1 | n/a | Commit Disk 101 | Commit | Commit
IA software(K0174AT-A) | 5.1 | n/a | Revision Level Disk 11001 K0174AT-A | Trailer Disk | Trailer Disk
Foxview | 5.2 | n/a | n/a | 10.1 | 10.1
NIC driver | Appendix OP_6 | n/a | n/a | 4.52 | 4.52
foxboro.sys | 5.5 | n/a | QF1020334C | QF1020334C | QF1020334C
REDLManager.exe | 5.7 | n/a | QF1013764 | QF1013764 | QF1013764
Touchware | n/a | n/a | n/a | n/a | n/a
FoxAPI - QF1008513 | 7.12 & 7.13.1 | n/a | K0175ZS-B+ QF1008513 | 4.3.1 | 4.3.1
CP Image | n/a | n/a | n/a | n/a | n/a
FCM image | n/a | n/a | n/a | n/a | n/a
SMDH | 7.13.3 | n/a | n/a | QF1031834D | QF1031834D
fox.dll | 7.13.3 | n/a | n/a | QF1031834D | QF1031834D
Subdisplays | 7.3 | n/a | n/a | 11/9/2006 | 11/9/2006
WinZip | 25 | n/a | n/a | 9.0 | 9.0
Humanist Fonts | 6.3 | n/a | n/a | 3/2/2005 | 3/2/2005
TCL | Appendix 30 | n/a | n/a | 8.5.9.2 | 8.5.9.2
Microsoft Installer | Appendix 28 | n/a | n/a | 4.5 | 4.5
.Net Framework | Appendix 29 | n/a | n/a | 4.0 | 4.0
Adobe Acrobat Std | Appendix 27 | n/a | n/a | 6.0 | 6.0
HP 2300 Printer Driver | 6.6.2 | n/a | n/a | 5.00 | 5.00
HP 3000 Printer Driver | 6.6.3 | n/a | n/a | 0.24 PCL | 0.24 PCL
CVW/Group Point | 7.25 | n/a | n/a | 2.1.760 | 2.1.760
Report Client | 7.35 | n/a | n/a | n/a | n/a
XpdfViewerCtrl | Appendix 32 | n/a | n/a | 3.00.0012 | 3.00.0012
mswinsck.ocx | 7.1 | n/a | n/a | 6.0.81.69 | 6.0.81.69
Master Time Keeper (MTK) Switch (foxint.sys) | 5.6 | n/a | QF1013734 | QF1013734 | QF1013734
Common Alarm Group (AHT) | 7.2 | n/a | QF1056233 | QF1056233 | QF1056233
Alarm Alert Subsystem | 7.13.14 | n/a | QF1056233 | QF1056233 | QF1056233
Object Manager | 7.13.5 | n/a | n/a | n/a | n/a
Terminal Services | 8 | n/a | n/a | Y | Y
hpstk.exe | 7.13.17 | n/a | QF1183542B | QF1183542B | QF1183542B
ntpd.exe | n/a | n/a | QF1129257 | QF1129257 | QF1129257
RPM Remote Print Manager (Brooks) | 96F-67164-1C91-FDI-0484 | n/a | n/a | n/a | n/a
Exceed crash fix | Appendix 40 | n/a | ExceedSettings | ExceedSettings.reg | ExceedSettings.reg

## Windows 2000 Disk-based Sys SW
Software | Procedure | Software Library Identification | Media Identification | CPU1075 | CPU1076 | CPU1077
Windows OS | n/a | n/a | n/a | Windows 2000 | Windows 2000 | Windows 2000
Service Pack | n/a | n/a | n/a | SP4 | SP4 | SP4
Archestra Device Integration | n/a | n/a | n/a | FS2000/8.0 | FS2000/8.0 | FS2000/8.0

## Disk-based App. SW
Software | Procedure | 1WP001 | 1WP002 | 1WP003 | 1WP004 | 1WP005 | 1WP006 | 1WP008 | 1WP009 | 1WP010 | 1WP011 | 1WP012 | 1WP013 | 1WP014 | 1WP016 | 1WP017 | 1WP018 | 1WP019 | 1WP020 | 1WP021 | 1WP022 | 1WP023 | 1WP024 | 1WP025 | 1WP026 | 1WP027 | 1WP028 | 1WP029 | 1WP030 | 1WP031 | 1WP079 | 0AW001 | 0AW002 | 1AW001 | 1AW002 | 1AW003 | 1AW004 | 1AW035 | 1AW005 | 1AW006 | 1AW007 | 1AW008 | 1AW009 | 1AW010 | 1AW13A | 1AW13B | 1AW13C | 1AW13D | 1AW13E | 1AW13F | 1AW13G | 1AW13H | 1AW13J | 1AW13K | 1AW13L | 1AW13M | 1AW032 | 1AW033 | 1AW034 | 1AW37A | 1AW37B | 1AW060 | 1AW062 | 1AW063 | 1AW064 | 1AW065 | 1AW066 | 1AW067 | 1AW068 | 1AW069 | 1AW070 | 1AW071 | 1AW072 | 1AW055 | 1AW078 | 1AW118 | 1AW61A | 1AW61B | CPU1073 | CPU1074 | CPU6001 | CPU6002 | CPU6003 | CPU6004 | CPU1075 | CPU1076 | CPU1077 | CPU1036
Unit 0 & 1 graphics | 7.3 | 1 | 1 | 1 | 1 | 1 | 1 | 1 | 1 | 1 | 1 | 1 | 1 | 1 | 1 | 1 | 1 | 1 | 1 | 1 | 1 | 1 | 1 | 1 | 1 | 1 | 1 | 1 | 1 | 1 | 1 | 1 | 1 | 1 | 1 | 1 | 1 | 1 | 1 | 1 | 1 | 1 | 1 | 1 | 0 | 0 | 0 | 0 | 0 | 0 | 0 | 0 | 0 | 0 | 0 | 0 | 1 | 1 | 1 | 0 | 0 | 0 | 0 | 0 | 0 | 0 | 0 | 0 | 0 | 0 | 0 | 0 | 0 | 0 | 0 | 1 | 1 | 1 | 0 | 0 | 0 | 0 | 0 | 0 | 0 | 0 | 0 | 0
PST graphics | 7.3 | 0 | 0 | 0 | 0 | 0 | 0 | 0 | 0 | 0 | 0 | 0 | 0 | 0 | 0 | 0 | 0 | 0 | 0 | 0 | 0 | 0 | 0 | 0 | 0 | 0 | 0 | 0 | 0 | 0 | 0 | 0 | 0 | 0 | 0 | 0 | 0 | 0 | 0 | 0 | 0 | 0 | 0 | 0 | 0 | 0 | 0 | 0 | 0 | 0 | 0 | 0 | 0 | 0 | 0 | 0 | 0 | 0 | 0 | 1 | 1 | 0 | 0 | 0 | 0 | 0 | 0 | 0 | 0 | 0 | 0 | 0 | 0 | 0 | 0 | 0 | 0 | 0 | 0 | 0 | 0 | 0 | 0 | 0 | 0 | 0 | 0 | 0
Quick Copy | 7.46 | 1 | 1 | 1 | 1 | 1 | 1 | 1 | 1 | 1 | 1 | 1 | 1 | 1 | 1 | 1 | 1 | 1 | 1 | 1 | 1 | 1 | 1 | 1 | 1 | 1 | 1 | 1 | 1 | 1 | 1 | 1 | 1 | 1 | 1 | 1 | 1 | 1 | 1 | 1 | 1 | 1 | 1 | 1 | 0 | 0 | 0 | 0 | 0 | 0 | 0 | 0 | 0 | 0 | 0 | 0 | 1 | 1 | 1 | 0 | 0 | 0 | 0 | 0 | 0 | 0 | 0 | 0 | 0 | 0 | 0 | 0 | 0 | 0 | 0 | 1 | 1 | 1 | 0 | 0 | 0 | 0 | 0 | 0 | 0 | 0 | 0 | 0
TCL Scripts | Appendix 30 | 1 | 1 | 1 | 1 | 1 | 1 | 1 | 1 | 1 | 1 | 1 | 1 | 1 | 1 | 1 | 1 | 1 | 1 | 1 | 1 | 1 | 1 | 1 | 1 | 1 | 1 | 1 | 1 | 1 | 1 | 1 | 1 | 1 | 1 | 1 | 1 | 1 | 1 | 1 | 1 | 1 | 1 | 1 | 0 | 0 | 0 | 0 | 0 | 0 | 0 | 0 | 0 | 0 | 0 | 0 | 1 | 1 | 1 | 0 | 0 | 0 | 0 | 0 | 0 | 0 | 0 | 0 | 0 | 0 | 0 | 0 | 0 | 0 | 0 | 1 | 1 | 1 | 0 | 0 | 0 | 0 | 0 | 0 | 0 | 0 | 0 | 0
BARCO scripts | Appendix 31 | 1 | 1 | 1 | 1 | 1 | 1 | 1 | 1 | 1 | 1 | 1 | 1 | 1 | 1 | 1 | 1 | 1 | 1 | 1 | 1 | 1 | 1 | 1 | 1 | 1 | 1 | 1 | 1 | 1 | 1 | 1 | 1 | 1 | 1 | 1 | 1 | 1 | 1 | 1 | 1 | 1 | 1 | 1 | 0 | 0 | 0 | 0 | 0 | 0 | 0 | 0 | 0 | 0 | 0 | 0 | 1 | 1 | 1 | 0 | 0 | 0 | 0 | 0 | 0 | 0 | 0 | 0 | 0 | 0 | 0 | 0 | 0 | 0 | 0 | 1 | 1 | 1 | 0 | 0 | 0 | 0 | 0 | 0 | 0 | 0 | 0 | 0
Alarm Manager Configuration | 7.2 | 1 | 1 | 1 | 1 | 1 | 1 | 1 | 1 | 1 | 1 | 1 | 1 | 1 | 1 | 1 | 1 | 1 | 1 | 1 | 1 | 1 | 1 | 1 | 1 | 1 | 1 | 1 | 1 | 1 | 1 | 1 | 1 | 1 | 1 | 1 | 1 | 1 | 1 | 1 | 1 | 1 | 1 | 1 | 0 | 0 | 0 | 0 | 0 | 0 | 0 | 0 | 0 | 0 | 0 | 0 | 1 | 1 | 1 | 0 | 0 | 0 | 0 | 0 | 0 | 0 | 0 | 0 | 0 | 0 | 0 | 0 | 0 | 0 | 0 | 1 | 1 | 1 | 0 | 0 | 0 | 0 | 0 | 0 | 0 | 0 | 0 | 0
AFP | 7.19 | 0 | 0 | 0 | 0 | 0 | 0 | 0 | 0 | 0 | 0 | 0 | 0 | 0 | 0 | 0 | 0 | 0 | 0 | 0 | 0 | 0 | 0 | 0 | 0 | 0 | 0 | 0 | 0 | 0 | 0 | 0 | 0 | 0 | 0 | 0 | 0 | 0 | 0 | 0 | 0 | 0 | 0 | 0 | 0 | 0 | 0 | 0 | 0 | 0 | 0 | 0 | 0 | 0 | 0 | 0 | 0 | 0 | 0 | 0 | 0 | 0 | 0 | 0 | 0 | 0 | 0 | 1 | 1 | 0 | 0 | 0 | 0 | 0 | 0 | 0 | 0 | 0 | 0 | 0 | 0 | 0 | 0 | 0 | 0 | 0 | 0 | 0
AFP scripts | 7.2.3 | 1 | 1 | 1 | 1 | 1 | 1 | 1 | 1 | 1 | 1 | 1 | 1 | 1 | 1 | 1 | 1 | 1 | 1 | 1 | 1 | 1 | 1 | 1 | 1 | 1 | 1 | 1 | 1 | 1 | 1 | 1 | 1 | 1 | 1 | 1 | 1 | 1 | 1 | 1 | 1 | 1 | 1 | 1 | 0 | 0 | 0 | 0 | 0 | 0 | 0 | 0 | 0 | 0 | 0 | 0 | 1 | 1 | 1 | 0 | 0 | 0 | 0 | 0 | 0 | 0 | 0 | 0 | 0 | 0 | 0 | 0 | 0 | 0 | 0 | 1 | 0 | 0 | 0 | 0 | 0 | 0 | 0 | 0 | 0 | 0 | 0 | 0
Message Manager | 7.42 | 0 | 0 | 0 | 0 | 0 | 0 | 0 | 0 | 0 | 0 | 0 | 0 | 0 | 0 | 0 | 0 | 0 | 0 | 0 | 0 | 0 | 0 | 0 | 0 | 0 | 0 | 0 | 0 | 0 | 0 | 0 | 0 | 0 | 0 | 0 | 0 | 0 | 0 | 0 | 0 | 0 | 0 | 0 | 0 | 0 | 0 | 0 | 0 | 0 | 0 | 0 | 0 | 0 | 0 | 0 | 0 | 0 | 0 | 0 | 0 | 0 | 0 | 0 | 0 | 1 | 1 | 0 | 0 | 0 | 0 | 0 | 0 | 0 | 0 | 0 | 0 | 0 | 0 | 0 | 0 | 0 | 0 | 0 | 0 | 0 | 0 | 0
Temporary Alarms Server | 7.26 | 0 | 0 | 0 | 0 | 0 | 0 | 0 | 0 | 0 | 0 | 0 | 0 | 0 | 0 | 0 | 0 | 0 | 0 | 0 | 0 | 0 | 0 | 0 | 0 | 0 | 0 | 0 | 0 | 0 | 0 | 0 | 0 | 0 | 0 | 0 | 0 | 0 | 0 | 0 | 0 | 0 | 0 | 0 | 0 | 0 | 0 | 0 | 0 | 0 | 0 | 0 | 0 | 0 | 0 | 0 | 0 | 0 | 0 | 0 | 0 | 0 | 0 | 0 | 0 | 0 | 0 | 0 | 1 | 0 | 0 | 0 | 0 | 0 | 0 | 0 | 0 | 0 | 0 | 0 | 0 | 0 | 0 | 0 | 0 | 0 | 0 | 0
CVW/Group Point | 7.56 | 1 | 1 | 1 | 1 | 1 | 1 | 1 | 1 | 1 | 1 | 1 | 1 | 1 | 1 | 1 | 1 | 1 | 1 | 1 | 1 | 1 | 1 | 1 | 1 | 1 | 1 | 1 | 1 | 1 | 1 | 1 | 1 | 1 | 1 | 1 | 1 | 1 | 1 | 1 | 1 | 1 | 1 | 1 | 0 | 0 | 0 | 0 | 0 | 0 | 0 | 0 | 0 | 0 | 0 | 0 | 1 | 1 | 1 | 0 | 0 | 0 | 0 | 0 | 0 | 0 | 0 | 0 | 0 | 0 | 0 | 0 | 0 | 0 | 0 | 1 | 1 | 1 | 0 | 0 | 0 | 0 | 0 | 0 | 0 | 0 | 0 | 0
Temporary Alarms Client | 7.26.2 | 1 | 1 | 1 | 1 | 1 | 1 | 1 | 1 | 1 | 1 | 1 | 1 | 1 | 1 | 1 | 1 | 1 | 1 | 1 | 1 | 1 | 1 | 1 | 1 | 1 | 1 | 1 | 1 | 1 | 1 | 1 | 1 | 1 | 1 | 1 | 1 | 1 | 1 | 1 | 1 | 1 | 1 | 1 | 0 | 0 | 0 | 0 | 0 | 0 | 0 | 0 | 0 | 0 | 0 | 0 | 1 | 1 | 1 | 0 | 0 | 0 | 0 | 0 | 0 | 0 | 0 | 0 | 0 | 0 | 0 | 0 | 0 | 0 | 0 | 1 | 1 | 1 | 0 | 0 | 0 | 0 | 0 | 0 | 0 | 0 | 0 | 0
OLPS Server | 7.20.1 | 0 | 0 | 0 | 0 | 0 | 0 | 0 | 0 | 0 | 0 | 0 | 0 | 0 | 0 | 0 | 0 | 0 | 0 | 0 | 0 | 0 | 0 | 0 | 0 | 0 | 0 | 0 | 0 | 0 | 0 | 0 | 0 | 0 | 0 | 0 | 0 | 0 | 0 | 0 | 0 | 0 | 0 | 0 | 0 | 0 | 0 | 0 | 0 | 0 | 0 | 0 | 0 | 0 | 0 | 0 | 0 | 0 | 0 | 0 | 0 | 1 | 0 | 0 | 0 | 0 | 0 | 0 | 0 | 0 | 0 | 0 | 0 | 0 | 0 | 0 | 0 | 0 | 0 | 0 | 0 | 0 | 0 | 0 | 0 | 0 | 0 | 0
OLPS Client | 7.20.2 | 1 | 1 | 1 | 1 | 1 | 1 | 1 | 1 | 1 | 1 | 1 | 1 | 1 | 1 | 1 | 1 | 1 | 1 | 1 | 1 | 1 | 1 | 1 | 1 | 1 | 1 | 1 | 1 | 1 | 1 | 1 | 1 | 1 | 1 | 1 | 1 | 1 | 1 | 1 | 1 | 1 | 1 | 1 | 0 | 0 | 0 | 0 | 0 | 0 | 0 | 0 | 0 | 0 | 0 | 0 | 1 | 1 | 1 | 0 | 0 | 0 | 0 | 0 | 0 | 0 | 0 | 0 | 0 | 0 | 0 | 0 | 0 | 0 | 0 | 1 | 1 | 1 | 0 | 0 | 0 | 0 | 0 | 0 | 0 | 0 | 0 | 0
PGCS Server | 7.21.1 | 0 | 0 | 0 | 0 | 0 | 0 | 0 | 0 | 0 | 0 | 0 | 0 | 0 | 0 | 0 | 0 | 0 | 0 | 0 | 0 | 0 | 0 | 0 | 0 | 0 | 0 | 0 | 0 | 0 | 0 | 0 | 0 | 0 | 0 | 0 | 0 | 0 | 0 | 0 | 0 | 0 | 0 | 0 | 0 | 0 | 0 | 0 | 0 | 0 | 0 | 0 | 0 | 0 | 0 | 0 | 0 | 0 | 0 | 0 | 0 | 1 | 0 | 0 | 0 | 0 | 0 | 0 | 0 | 0 | 0 | 0 | 0 | 0 | 0 | 0 | 0 | 0 | 0 | 0 | 0 | 0 | 0 | 0 | 0 | 0 | 0 | 0
PGCS Client | 7.21.2 | 1 | 1 | 1 | 1 | 1 | 1 | 1 | 1 | 1 | 1 | 1 | 1 | 1 | 1 | 1 | 1 | 1 | 1 | 1 | 1 | 1 | 1 | 1 | 1 | 1 | 1 | 1 | 1 | 1 | 1 | 1 | 1 | 1 | 1 | 1 | 1 | 1 | 1 | 1 | 1 | 1 | 1 | 1 | 0 | 0 | 0 | 0 | 0 | 0 | 0 | 0 | 0 | 0 | 0 | 0 | 1 | 1 | 1 | 0 | 0 | 0 | 0 | 0 | 0 | 0 | 0 | 0 | 0 | 0 | 0 | 0 | 0 | 0 | 0 | 1 | 1 | 1 | 0 | 0 | 0 | 0 | 0 | 0 | 0 | 0 | 0 | 0
3DM Client | Appendix 33 | 0 | 0 | 0 | 0 | 0 | 0 | 0 | 0 | 0 | 0 | 0 | 0 | 0 | 0 | 0 | 0 | 0 | 0 | 0 | 0 | 0 | 0 | 0 | 0 | 0 | 0 | 0 | 0 | 0 | 0 | 0 | 0 | 1 | 1 | 1 | 0 | 0 | 0 | 0 | 0 | 1 | 1 | 1 | 0 | 0 | 0 | 0 | 0 | 0 | 0 | 0 | 0 | 0 | 0 | 0 | 1 | 1 | 1 | 0 | 0 | 0 | 0 | 0 | 0 | 0 | 0 | 0 | 0 | 0 | 0 | 0 | 0 | 0 | 0 | 1 | 0 | 0 | 0 | 0 | 0 | 0 | 0 | 0 | 0 | 0 | 0 | 0
3DM Report Engine | 7.36 | 0 | 0 | 0 | 0 | 0 | 0 | 0 | 0 | 0 | 0 | 0 | 0 | 0 | 0 | 0 | 0 | 0 | 0 | 0 | 0 | 0 | 0 | 0 | 0 | 0 | 0 | 0 | 0 | 0 | 0 | 0 | 0 | 0 | 0 | 0 | 0 | 0 | 0 | 0 | 0 | 0 | 0 | 0 | 0 | 0 | 0 | 0 | 0 | 0 | 0 | 0 | 0 | 0 | 0 | 0 | 0 | 0 | 0 | 0 | 0 | 0 | 0 | 0 | 0 | 0 | 0 | 0 | 0 | 0 | 0 | 1 | 0 | 0 | 0 | 0 | 0 | 0 | 0 | 0 | 0 | 0 | 0 | 0 | 0 | 0 | 0 | 0
3DM RDS Server | n/a | 0 | 0 | 0 | 0 | 0 | 0 | 0 | 0 | 0 | 0 | 0 | 0 | 0 | 0 | 0 | 0 | 0 | 0 | 0 | 0 | 0 | 0 | 0 | 0 | 0 | 0 | 0 | 0 | 0 | 0 | 0 | 0 | 0 | 0 | 0 | 0 | 0 | 0 | 0 | 0 | 0 | 1 | 1 | 0 | 0 | 0 | 0 | 0 | 0 | 0 | 0 | 0 | 0 | 0 | 0 | 0 | 0 | 0 | 0 | 0 | 0 | 0 | 0 | 0 | 0 | 0 | 0 | 0 | 0 | 0 | 0 | 0 | 0 | 0 | 0 | 0 | 0 | 0 | 0 | 0 | 0 | 0 | 0 | 0 | 0 | 0 | 0
SPDS Steam Calcs | 7.30 | 0 | 0 | 0 | 0 | 0 | 0 | 0 | 0 | 0 | 0 | 0 | 0 | 0 | 0 | 0 | 0 | 0 | 0 | 0 | 0 | 0 | 0 | 0 | 0 | 0 | 0 | 0 | 0 | 0 | 0 | 0 | 0 | 0 | 0 | 0 | 0 | 0 | 0 | 0 | 0 | 0 | 0 | 0 | 0 | 0 | 0 | 0 | 0 | 0 | 0 | 0 | 0 | 0 | 0 | 0 | 0 | 0 | 0 | 0 | 0 | 0 | 0 | 0 | 0 | 0 | 0 | 0 | 0 | 1 | 1 | 0 | 0 | 0 | 0 | 0 | 0 | 0 | 0 | 0 | 0 | 0 | 0 | 0 | 0 | 0 | 0 | 0
CTP Steam and Flow Calcs | 7.28 | 0 | 0 | 0 | 0 | 0 | 0 | 0 | 0 | 0 | 0 | 0 | 0 | 0 | 0 | 0 | 0 | 0 | 0 | 0 | 0 | 0 | 0 | 0 | 0 | 0 | 0 | 0 | 0 | 0 | 0 | 0 | 0 | 0 | 0 | 0 | 0 | 0 | 0 | 0 | 0 | 0 | 0 | 0 | 0 | 0 | 0 | 0 | 0 | 0 | 0 | 0 | 0 | 0 | 0 | 0 | 0 | 0 | 0 | 0 | 0 | 0 | 0 | 0 | 0 | 0 | 0 | 0 | 0 | 1 | 1 | 0 | 0 | 0 | 0 | 0 | 0 | 0 | 0 | 0 | 0 | 0 | 0 | 0 | 0 | 0 | 0 | 0
TPM&D Support Programs | 7.29 | 0 | 0 | 0 | 0 | 0 | 0 | 0 | 0 | 0 | 0 | 0 | 0 | 0 | 0 | 0 | 0 | 0 | 0 | 0 | 0 | 0 | 0 | 0 | 0 | 0 | 0 | 0 | 0 | 0 | 0 | 0 | 0 | 0 | 0 | 0 | 0 | 0 | 0 | 0 | 0 | 0 | 0 | 0 | 0 | 0 | 0 | 0 | 0 | 0 | 0 | 0 | 0 | 1 | 0 | 0 | 0 | 0 | 0 | 0 | 0 | 0 | 0 | 0 | 0 | 0 | 0 | 0 | 0 | 1 | 1 | 0 | 0 | 0 | 0 | 0 | 0 | 0 | 0 | 0 | 0 | 0 | 0 | 0 | 0 | 0 | 0 | 0
Permissions | 7.4 | 1 | 1 | 1 | 1 | 1 | 1 | 1 | 1 | 1 | 1 | 1 | 1 | 1 | 1 | 1 | 1 | 1 | 1 | 1 | 1 | 1 | 1 | 1 | 1 | 1 | 1 | 1 | 1 | 1 | 1 | 1 | 1 | 1 | 1 | 1 | 1 | 1 | 1 | 1 | 1 | 1 | 1 | 1 | 0 | 0 | 0 | 0 | 0 | 0 | 0 | 0 | 0 | 0 | 0 | 0 | 1 | 1 | 1 | 1 | 1 | 0 | 0 | 0 | 0 | 0 | 0 | 0 | 0 | 0 | 0 | 0 | 0 | 0 | 0 | 1 | 1 | 1 | 0 | 0 | 0 | 0 | 0 | 0 | 0 | 0 | 0 | 0
Report Client | 7.35.12 | 1 | 1 | 1 | 1 | 1 | 1 | 1 | 1 | 1 | 1 | 1 | 1 | 1 | 1 | 1 | 1 | 1 | 1 | 1 | 1 | 1 | 1 | 1 | 1 | 1 | 1 | 1 | 1 | 1 | 1 | 0 | 0 | 1 | 1 | 1 | 1 | 1 | 1 | 1 | 1 | 1 | 1 | 1 | 0 | 0 | 0 | 0 | 0 | 0 | 0 | 0 | 0 | 0 | 0 | 0 | 1 | 1 | 1 | 0 | 0 | 0 | 0 | 0 | 0 | 0 | 0 | 0 | 0 | 0 | 0 | 0 | 0 | 0 | 0 | 1 | 1 | 1 | 0 | 0 | 0 | 0 | 0 | 0 | 0 | 0 | 0 | 0
Report Server | n/a | 0 | 0 | 0 | 0 | 0 | 0 | 0 | 0 | 0 | 0 | 0 | 0 | 0 | 0 | 0 | 0 | 0 | 0 | 0 | 0 | 0 | 0 | 0 | 0 | 0 | 0 | 0 | 0 | 0 | 0 | 0 | 0 | 0 | 0 | 0 | 0 | 0 | 0 | 0 | 0 | 0 | 0 | 0 | 0 | 0 | 0 | 0 | 0 | 0 | 0 | 0 | 0 | 0 | 0 | 0 | 0 | 0 | 0 | 0 | 0 | 0 | 0 | 0 | 0 | 0 | 0 | 0 | 0 | 0 | 0 | 1 | 0 | 0 | 0 | 0 | 0 | 0 | 0 | 0 | 0 | 0 | 0 | 0 | 0 | 0 | 0 | 0
Report Points Database | n/a | 0 | 0 | 0 | 0 | 0 | 0 | 0 | 0 | 0 | 0 | 0 | 0 | 0 | 0 | 0 | 0 | 0 | 0 | 0 | 0 | 0 | 0 | 0 | 0 | 0 | 0 | 0 | 0 | 0 | 0 | 0 | 0 | 0 | 0 | 0 | 0 | 0 | 0 | 0 | 0 | 0 | 0 | 0 | 0 | 0 | 0 | 0 | 0 | 0 | 0 | 0 | 0 | 0 | 0 | 0 | 0 | 0 | 0 | 0 | 0 | 0 | 0 | 0 | 0 | 0 | 0 | 0 | 0 | 0 | 0 | 0 | 1 | 0 | 0 | 0 | 0 | 0 | 0 | 0 | 0 | 0 | 0 | 0 | 0 | 0 | 0 | 0
Report Configurations | n/a | 0 | 0 | 0 | 0 | 0 | 0 | 0 | 0 | 0 | 0 | 0 | 0 | 0 | 0 | 0 | 0 | 0 | 0 | 0 | 0 | 0 | 0 | 0 | 0 | 0 | 0 | 0 | 0 | 0 | 0 | 0 | 0 | 0 | 0 | 0 | 0 | 0 | 0 | 0 | 0 | 0 | 0 | 0 | 0 | 0 | 0 | 0 | 0 | 0 | 0 | 0 | 0 | 0 | 0 | 0 | 0 | 0 | 0 | 0 | 0 | 0 | 0 | 0 | 0 | 0 | 0 | 0 | 0 | 0 | 0 | 1 | 0 | 0 | 0 | 0 | 0 | 0 | 0 | 0 | 0 | 0 | 0 | 0 | 0 | 0 | 0 | 0
Block Status Monitor | 7.38 | 0 | 0 | 0 | 0 | 0 | 0 | 0 | 0 | 0 | 0 | 0 | 0 | 0 | 0 | 0 | 0 | 0 | 0 | 0 | 0 | 0 | 0 | 0 | 0 | 0 | 0 | 0 | 0 | 0 | 0 | 0 | 0 | 0 | 0 | 0 | 0 | 0 | 0 | 0 | 0 | 0 | 0 | 0 | 0 | 0 | 0 | 0 | 0 | 0 | 0 | 0 | 0 | 0 | 0 | 0 | 0 | 0 | 0 | 0 | 0 | 0 | 0 | 0 | 0 | 0 | 0 | 0 | 0 | 0 | 0 | 0 | 1 | 0 | 0 | 0 | 0 | 0 | 0 | 0 | 0 | 0 | 0 | 0 | 0 | 0 | 0 | 0
BSM Points Database | n/a | 0 | 0 | 0 | 0 | 0 | 0 | 0 | 0 | 0 | 0 | 0 | 0 | 0 | 0 | 0 | 0 | 0 | 0 | 0 | 0 | 0 | 0 | 0 | 0 | 0 | 0 | 0 | 0 | 0 | 0 | 0 | 0 | 0 | 0 | 0 | 0 | 0 | 0 | 0 | 0 | 0 | 0 | 0 | 0 | 0 | 0 | 0 | 0 | 0 | 0 | 0 | 0 | 0 | 0 | 0 | 0 | 0 | 0 | 0 | 0 | 0 | 0 | 0 | 0 | 0 | 0 | 0 | 0 | 0 | 0 | 0 | 1 | 0 | 0 | 0 | 0 | 0 | 0 | 0 | 0 | 0 | 0 | 0 | 0 | 0 | 0 | 0
Historian Configuration | 7.9 | 0 | 0 | 0 | 0 | 0 | 0 | 0 | 0 | 0 | 0 | 0 | 0 | 0 | 0 | 0 | 0 | 0 | 0 | 0 | 0 | 0 | 0 | 0 | 0 | 0 | 0 | 0 | 0 | 0 | 0 | 0 | 0 | 0 | 0 | 0 | 0 | 0 | 0 | 0 | 0 | 0 | 0 | 0 | 1 | 1 | 1 | 1 | 1 | 1 | 1 | 1 | 1 | 1 | 1 | 1 | 0 | 0 | 0 | 0 | 0 | 0 | 0 | 0 | 0 | 0 | 0 | 0 | 0 | 0 | 0 | 0 | 0 | 0 | 0 | 0 | 0 | 0 | 0 | 0 | 0 | 0 | 0 | 0 | 0 | 0 | 0 | 0
TdrSoeServerComp | 7.22 & 7.23 | 0 | 0 | 0 | 0 | 0 | 0 | 0 | 0 | 0 | 0 | 0 | 0 | 0 | 0 | 0 | 0 | 0 | 0 | 0 | 0 | 0 | 0 | 0 | 0 | 0 | 0 | 0 | 0 | 0 | 0 | 0 | 0 | 0 | 0 | 0 | 0 | 0 | 0 | 0 | 0 | 0 | 0 | 0 | 0 | 0 | 0 | 0 | 0 | 0 | 0 | 0 | 0 | 0 | 0 | 0 | 0 | 0 | 0 | 0 | 0 | 0 | 0 | 1 | 0 | 0 | 0 | 0 | 0 | 0 | 0 | 0 | 0 | 0 | 0 | 0 | 0 | 0 | 0 | 0 | 0 | 0 | 0 | 0 | 0 | 0 | 0 | 0
TDR Configuration | 7.23.1 | 0 | 0 | 0 | 0 | 0 | 0 | 0 | 0 | 0 | 0 | 0 | 0 | 0 | 0 | 0 | 0 | 0 | 0 | 0 | 0 | 0 | 0 | 0 | 0 | 0 | 0 | 0 | 0 | 0 | 0 | 0 | 0 | 0 | 0 | 0 | 0 | 0 | 0 | 0 | 0 | 0 | 0 | 0 | 0 | 0 | 0 | 0 | 0 | 0 | 0 | 0 | 0 | 0 | 0 | 0 | 0 | 0 | 0 | 0 | 0 | 0 | 0 | 1 | 0 | 0 | 0 | 0 | 0 | 0 | 0 | 0 | 0 | 0 | 0 | 0 | 0 | 0 | 0 | 0 | 0 | 0 | 0 | 0 | 0 | 0 | 0 | 0
SOE Configuration | 7.22.1 | 0 | 0 | 0 | 0 | 0 | 0 | 0 | 0 | 0 | 0 | 0 | 0 | 0 | 0 | 0 | 0 | 0 | 0 | 0 | 0 | 0 | 0 | 0 | 0 | 0 | 0 | 0 | 0 | 0 | 0 | 0 | 0 | 0 | 0 | 0 | 0 | 0 | 0 | 0 | 0 | 0 | 0 | 0 | 0 | 0 | 0 | 0 | 0 | 0 | 0 | 0 | 0 | 0 | 0 | 0 | 0 | 0 | 0 | 0 | 0 | 0 | 0 | 1 | 0 | 0 | 0 | 0 | 0 | 0 | 0 | 0 | 0 | 0 | 0 | 0 | 0 | 0 | 0 | 0 | 0 | 0 | 0 | 0 | 0 | 0 | 0 | 0
High Speed Historian | 7.23.2 | 0 | 0 | 0 | 0 | 0 | 0 | 0 | 0 | 0 | 0 | 0 | 0 | 0 | 0 | 0 | 0 | 0 | 0 | 0 | 0 | 0 | 0 | 0 | 0 | 0 | 0 | 0 | 0 | 0 | 0 | 0 | 0 | 0 | 0 | 0 | 0 | 0 | 0 | 0 | 0 | 0 | 0 | 0 | 0 | 0 | 0 | 0 | 0 | 0 | 0 | 0 | 0 | 0 | 0 | 0 | 0 | 0 | 0 | 0 | 0 | 0 | 1 | 0 | 0 | 0 | 0 | 0 | 0 | 0 | 0 | 0 | 0 | 0 | 0 | 0 | 0 | 0 | 0 | 0 | 0 | 0 | 0 | 0 | 0 | 0 | 0 | 0
HSH Configuration | 7.23.2.1 | 0 | 0 | 0 | 0 | 0 | 0 | 0 | 0 | 0 | 0 | 0 | 0 | 0 | 0 | 0 | 0 | 0 | 0 | 0 | 0 | 0 | 0 | 0 | 0 | 0 | 0 | 0 | 0 | 0 | 0 | 0 | 0 | 0 | 0 | 0 | 0 | 0 | 0 | 0 | 0 | 0 | 0 | 0 | 0 | 0 | 0 | 0 | 0 | 0 | 0 | 0 | 0 | 0 | 0 | 0 | 0 | 0 | 0 | 0 | 0 | 0 | 1 | 0 | 0 | 0 | 0 | 0 | 0 | 0 | 0 | 0 | 0 | 0 | 0 | 0 | 0 | 0 | 0 | 0 | 0 | 0 | 0 | 0 | 0 | 0 | 0 | 0
MVD configuration | 7.49.8 | 0 | 0 | 0 | 0 | 0 | 0 | 0 | 0 | 0 | 0 | 0 | 0 | 0 | 0 | 0 | 0 | 0 | 0 | 0 | 0 | 0 | 0 | 0 | 0 | 0 | 0 | 0 | 0 | 0 | 0 | 0 | 0 | 0 | 0 | 0 | 0 | 0 | 0 | 0 | 0 | 0 | 0 | 0 | 0 | 0 | 0 | 0 | 0 | 0 | 0 | 0 | 0 | 0 | 0 | 0 | 0 | 0 | 0 | 0 | 0 | 0 | 1 | 1 | 0 | 0 | 0 | 0 | 0 | 0 | 0 | 0 | 0 | 0 | 0 | 0 | 0 | 0 | 0 | 0 | 0 | 0 | 0 | 0 | 0 | 0 | 0 | 0
WDP | n/a | 1 | 1 | 1 | 1 | 1 | 1 | 1 | 1 | 1 | 1 | 1 | 1 | 1 | 1 | 1 | 1 | 1 | 1 | 1 | 1 | 1 | 1 | 1 | 1 | 1 | 1 | 1 | 1 | 1 | 1 | 1 | 1 | 1 | 1 | 1 | 1 | 1 | 1 | 1 | 1 | 1 | 1 | 1 | 0 | 0 | 0 | 0 | 0 | 0 | 0 | 0 | 0 | 0 | 0 | 0 | 1 | 1 | 1 | 0 | 0 | 0 | 0 | 0 | 0 | 0 | 0 | 0 | 0 | 0 | 0 | 0 | 0 | 0 | 0 | 1 | 1 | 1 | 0 | 0 | 0 | 0 | 0 | 0 | 0 | 0 | 0 | 0
PFTE/LFSE scripts | 7.27 | 0 | 0 | 0 | 0 | 0 | 0 | 0 | 0 | 0 | 0 | 0 | 0 | 0 | 0 | 0 | 0 | 0 | 0 | 0 | 0 | 0 | 0 | 0 | 0 | 0 | 0 | 0 | 0 | 0 | 0 | 0 | 0 | 0 | 0 | 0 | 0 | 0 | 0 | 0 | 0 | 0 | 0 | 0 | 0 | 0 | 0 | 0 | 0 | 0 | 0 | 0 | 0 | 0 | 0 | 0 | 0 | 0 | 0 | 0 | 0 | 1 | 0 | 0 | 0 | 0 | 0 | 0 | 0 | 0 | 0 | 0 | 0 | 0 | 0 | 0 | 0 | 0 | 0 | 0 | 0 | 0 | 0 | 0 | 0 | 0 | 0 | 0
RVME Gateway | 7.70 | 0 | 0 | 0 | 0 | 0 | 0 | 0 | 0 | 0 | 0 | 0 | 0 | 0 | 0 | 0 | 0 | 0 | 0 | 0 | 0 | 0 | 0 | 0 | 0 | 0 | 0 | 0 | 0 | 0 | 0 | 0 | 0 | 0 | 0 | 0 | 0 | 0 | 0 | 0 | 0 | 0 | 0 | 0 | 0 | 0 | 0 | 0 | 0 | 0 | 0 | 0 | 0 | 0 | 0 | 0 | 0 | 0 | 0 | 0 | 0 | 0 | 0 | 0 | 1 | 0 | 0 | 0 | 0 | 0 | 0 | 0 | 0 | 0 | 0 | 0 | 0 | 0 | 0 | 0 | 0 | 0 | 0 | 0 | 0 | 0 | 0 | 0
tgp_server | 7.70 | 0 | 0 | 0 | 0 | 0 | 0 | 0 | 0 | 0 | 0 | 0 | 0 | 0 | 0 | 0 | 0 | 0 | 0 | 0 | 0 | 0 | 0 | 0 | 0 | 0 | 0 | 0 | 0 | 0 | 0 | 0 | 0 | 0 | 0 | 0 | 0 | 0 | 0 | 0 | 0 | 0 | 0 | 0 | 0 | 0 | 0 | 0 | 0 | 0 | 0 | 0 | 0 | 0 | 0 | 0 | 0 | 0 | 0 | 0 | 0 | 0 | 0 | 0 | 1 | 0 | 0 | 0 | 0 | 0 | 0 | 0 | 0 | 0 | 0 | 0 | 0 | 0 | 0 | 0 | 0 | 0 | 0 | 0 | 0 | 0 | 0 | 0
RAPI DDS folders | 7.31.4 | 0 | 0 | 0 | 0 | 0 | 0 | 0 | 0 | 0 | 0 | 0 | 0 | 0 | 0 | 0 | 0 | 0 | 0 | 0 | 0 | 0 | 0 | 0 | 0 | 0 | 0 | 0 | 0 | 0 | 0 | 0 | 0 | 0 | 0 | 0 | 0 | 0 | 0 | 1 | 1 | 0 | 0 | 0 | 0 | 0 | 0 | 0 | 0 | 0 | 0 | 0 | 0 | 0 | 0 | 0 | 0 | 0 | 0 | 0 | 0 | 0 | 0 | 0 | 0 | 0 | 0 | 0 | 0 | 0 | 0 | 0 | 0 | 0 | 0 | 0 | 0 | 0 | 0 | 0 | 0 | 0 | 0 | 0 | 0 | 0 | 0 | 0
RodPullSeqEditor | 7.31.3 | 0 | 0 | 0 | 0 | 0 | 0 | 0 | 0 | 0 | 0 | 0 | 0 | 0 | 0 | 0 | 0 | 0 | 0 | 0 | 0 | 0 | 0 | 0 | 0 | 0 | 0 | 0 | 0 | 0 | 0 | 0 | 0 | 1 | 1 | 0 | 0 | 0 | 1 | 1 | 1 | 1 | 1 | 1 | 0 | 0 | 0 | 0 | 0 | 0 | 0 | 0 | 0 | 0 | 0 | 0 | 1 | 1 | 1 | 0 | 0 | 1 | 0 | 0 | 0 | 0 | 0 | 0 | 0 | 0 | 0 | 0 | 0 | 0 | 0 | 0 | 0 | 0 | 0 | 0 | 0 | 0 | 0 | 0 | 0 | 0 | 0 | 0
RodPullSeqServer | 7.31.1 & 7.31.2 | 0 | 0 | 0 | 0 | 0 | 0 | 0 | 0 | 0 | 0 | 0 | 0 | 0 | 0 | 0 | 0 | 0 | 0 | 0 | 0 | 0 | 0 | 0 | 0 | 0 | 0 | 0 | 0 | 0 | 0 | 0 | 0 | 0 | 0 | 0 | 0 | 0 | 0 | 0 | 0 | 0 | 0 | 0 | 0 | 0 | 0 | 0 | 0 | 0 | 0 | 0 | 0 | 0 | 0 | 0 | 0 | 0 | 0 | 0 | 0 | 1 | 0 | 0 | 0 | 0 | 0 | 0 | 0 | 0 | 0 | 0 | 0 | 0 | 0 | 0 | 0 | 0 | 0 | 0 | 0 | 0 | 0 | 0 | 0 | 0 | 0 | 0
Remote Desktop Connections | n/a | 0 | 0 | 0 | 0 | 0 | 0 | 0 | 0 | 0 | 0 | 0 | 0 | 0 | 0 | 0 | 0 | 0 | 0 | 0 | 0 | 0 | 0 | 0 | 0 | 0 | 0 | 0 | 0 | 0 | 0 | 0 | 0 | 0 | 0 | 0 | 0 | 0 | 0 | 0 | 0 | 0 | 0 | 0 | 0 | 0 | 0 | 0 | 0 | 0 | 0 | 0 | 0 | 0 | 0 | 0 | 0 | 0 | 0 | 0 | 0 | 0 | 0 | 0 | 0 | 0 | 0 | 0 | 0 | 0 | 0 | 0 | 0 | 0 | 0 | 0 | 0 | 0 | 1 | 1 | 1 | 1 | 1 | 1 | 0 | 0 | 0 | 0
AIM-Server (CVW) | 7.24 | 0 | 0 | 0 | 0 | 0 | 0 | 0 | 0 | 0 | 0 | 0 | 0 | 0 | 0 | 0 | 0 | 0 | 0 | 0 | 0 | 0 | 0 | 0 | 0 | 0 | 0 | 0 | 0 | 0 | 0 | 0 | 0 | 0 | 0 | 0 | 0 | 0 | 0 | 0 | 0 | 0 | 0 | 0 | 1 | 1 | 1 | 1 | 1 | 1 | 1 | 1 | 1 | 1 | 1 | 1 | 0 | 0 | 0 | 0 | 0 | 0 | 0 | 0 | 0 | 0 | 0 | 0 | 0 | 0 | 0 | 0 | 0 | 0 | 0 | 0 | 0 | 0 | 0 | 0 | 0 | 0 | 0 | 0 | 0 | 0 | 0 | 0
Apollo Configuration | n/a | 0 | 0 | 0 | 0 | 0 | 0 | 0 | 0 | 0 | 0 | 0 | 0 | 0 | 0 | 0 | 0 | 0 | 0 | 0 | 0 | 0 | 0 | 0 | 0 | 0 | 0 | 0 | 0 | 0 | 0 | 0 | 0 | 0 | 0 | 0 | 0 | 0 | 0 | 0 | 0 | 0 | 0 | 0 | 0 | 0 | 0 | 0 | 0 | 0 | 0 | 0 | 0 | 0 | 0 | 0 | 0 | 0 | 0 | 0 | 0 | 0 | 0 | 0 | 0 | 0 | 0 | 0 | 0 | 0 | 0 | 0 | 0 | 0 | 0 | 0 | 0 | 0 | 0 | 0 | 0 | 0 | 0 | 0 | 0 | 0 | 0 | 0
DAServer Configuration | n/a | 0 | 0 | 0 | 0 | 0 | 0 | 0 | 0 | 0 | 0 | 0 | 0 | 0 | 0 | 0 | 0 | 0 | 0 | 0 | 0 | 0 | 0 | 0 | 0 | 0 | 0 | 0 | 0 | 0 | 0 | 0 | 0 | 0 | 0 | 0 | 0 | 0 | 0 | 0 | 0 | 0 | 0 | 0 | 0 | 0 | 0 | 0 | 0 | 0 | 0 | 0 | 0 | 0 | 0 | 0 | 0 | 0 | 0 | 0 | 0 | 0 | 0 | 0 | 0 | 0 | 0 | 0 | 0 | 0 | 0 | 0 | 0 | 0 | 0 | 0 | 0 | 0 | 0 | 0 | 0 | 0 | 0 | 0 | 1 | 1 | 1 | 0
Switch Configurations | n/a | 0 | 0 | 0 | 0 | 0 | 0 | 0 | 0 | 0 | 0 | 0 | 0 | 0 | 0 | 0 | 0 | 0 | 0 | 0 | 0 | 0 | 0 | 0 | 0 | 0 | 0 | 0 | 0 | 0 | 0 | 0 | 0 | 0 | 0 | 0 | 0 | 0 | 0 | 0 | 0 | 0 | 0 | 0 | 0 | 0 | 0 | 0 | 0 | 0 | 0 | 0 | 0 | 0 | 0 | 0 | 0 | 0 | 0 | 0 | 0 | 0 | 0 | 0 | 0 | 0 | 0 | 0 | 0 | 0 | 0 | 0 | 0 | 1 | 0 | 0 | 0 | 0 | 0 | 0 | 0 | 0 | 0 | 0 | 0 | 0 | 0 | 0
Devices directory | n/a | 0 | 0 | 0 | 0 | 0 | 0 | 0 | 0 | 0 | 0 | 0 | 0 | 0 | 0 | 0 | 0 | 0 | 0 | 0 | 0 | 0 | 0 | 0 | 0 | 0 | 0 | 0 | 0 | 0 | 0 | 1 | 0 | 0 | 0 | 0 | 0 | 0 | 0 | 0 | 0 | 0 | 1 | 1 | 0 | 0 | 0 | 0 | 0 | 0 | 0 | 0 | 0 | 0 | 0 | 0 | 0 | 0 | 0 | 0 | 0 | 0 | 0 | 0 | 0 | 0 | 0 | 0 | 0 | 0 | 0 | 0 | 0 | 0 | 0 | 0 | 0 | 0 | 0 | 0 | 0 | 0 | 0 | 0 | 0 | 0 | 0 | 0
Downloads directory | n/a | 0 | 0 | 0 | 0 | 0 | 0 | 0 | 0 | 0 | 0 | 0 | 0 | 0 | 0 | 0 | 0 | 0 | 0 | 0 | 0 | 0 | 0 | 0 | 0 | 0 | 0 | 0 | 0 | 0 | 0 | 0 | 0 | 0 | 0 | 0 | 0 | 0 | 0 | 1 | 1 | 0 | 0 | 0 | 0 | 0 | 0 | 0 | 0 | 0 | 0 | 0 | 0 | 0 | 0 | 0 | 0 | 0 | 0 | 0 | 0 | 0 | 0 | 0 | 0 | 0 | 0 | 0 | 0 | 0 | 0 | 0 | 0 | 0 | 0 | 0 | 0 | 0 | 0 | 0 | 0 | 0 | 0 | 0 | 0 | 0 | 0 | 0
AAS scripts | 7.3.2 | 0 | 0 | 0 | 0 | 0 | 0 | 0 | 0 | 0 | 0 | 0 | 0 | 0 | 0 | 0 | 0 | 0 | 0 | 0 | 0 | 0 | 0 | 0 | 0 | 0 | 0 | 0 | 0 | 0 | 0 | 0 | 0 | 0 | 0 | 0 | 0 | 0 | 0 | 0 | 0 | 0 | 0 | 0 | 0 | 0 | 0 | 0 | 0 | 0 | 0 | 0 | 0 | 0 | 0 | 0 | 0 | 1 | 1 | 0 | 0 | 0 | 0 | 0 | 0 | 0 | 0 | 0 | 0 | 0 | 0 | 0 | 0 | 0 | 0 | 0 | 0 | 0 | 0 | 0 | 0 | 0 | 0 | 0 | 0 | 0 | 0 | 0
Disk space alarms | 7.33 | 0 | 0 | 0 | 0 | 0 | 0 | 0 | 0 | 0 | 0 | 0 | 0 | 0 | 0 | 0 | 0 | 0 | 0 | 0 | 0 | 0 | 0 | 0 | 0 | 0 | 0 | 0 | 0 | 0 | 0 | 0 | 0 | 0 | 0 | 0 | 0 | 0 | 0 | 0 | 0 | 0 | 0 | 0 | 1 | 1 | 1 | 1 | 1 | 1 | 1 | 1 | 1 | 1 | 1 | 1 | 0 | 0 | 0 | 0 | 0 | 0 | 1 | 1 | 0 | 0 | 0 | 0 | 0 | 0 | 0 | 1 | 1 | 0 | 0 | 0 | 0 | 0 | 0 | 0 | 0 | 0 | 0 | 0 | 0 | 0 | 0 | 0
Voice Alarm driver | n/a | 0 | 0 | 0 | 0 | 0 | 0 | 0 | 0 | 0 | 0 | 0 | 0 | 0 | 0 | 0 | 0 | 0 | 0 | 0 | 0 | 0 | 0 | 0 | 0 | 0 | 0 | 0 | 0 | 0 | 0 | 0 | 0 | 0 | 0 | 0 | 0 | 0 | 0 | 0 | 0 | 0 | 0 | 0 | 0 | 0 | 0 | 0 | 0 | 0 | 0 | 0 | 0 | 0 | 0 | 0 | 0 | 0 | 0 | 1 | 1 | 0 | 0 | 0 | 0 | 0 | 0 | 0 | 0 | 0 | 0 | 0 | 0 | 0 | 0 | 0 | 0 | 0 | 0 | 0 | 0 | 0 | 0 | 0 | 0 | 0 | 0 | 0
Mode Switch driver | n/a | 0 | 0 | 0 | 0 | 0 | 0 | 0 | 0 | 0 | 0 | 0 | 0 | 0 | 0 | 0 | 0 | 0 | 0 | 0 | 0 | 0 | 0 | 0 | 0 | 0 | 0 | 0 | 0 | 0 | 0 | 0 | 0 | 0 | 0 | 0 | 0 | 0 | 0 | 0 | 0 | 0 | 0 | 0 | 0 | 0 | 0 | 0 | 0 | 0 | 0 | 0 | 0 | 0 | 0 | 0 | 0 | 0 | 0 | 1 | 0 | 0 | 0 | 0 | 0 | 0 | 0 | 0 | 0 | 0 | 0 | 0 | 0 | 0 | 0 | 0 | 0 | 0 | 0 | 0 | 0 | 0 | 0 | 0 | 0 | 0 | 0 | 0
RVMP Workstation Driver | 7.18.3 | 0 | 0 | 0 | 0 | 0 | 0 | 0 | 0 | 0 | 0 | 0 | 0 | 0 | 0 | 0 | 0 | 0 | 0 | 0 | 0 | 0 | 0 | 0 | 0 | 0 | 0 | 0 | 0 | 0 | 0 | 0 | 0 | 0 | 0 | 0 | 0 | 0 | 0 | 0 | 0 | 0 | 0 | 0 | 0 | 0 | 0 | 0 | 0 | 0 | 0 | 0 | 0 | 0 | 0 | 0 | 0 | 0 | 0 | 0 | 0 | 0 | 0 | 0 | 1 | 0 | 0 | 0 | 0 | 0 | 0 | 0 | 0 | 0 | 0 | 0 | 0 | 0 | 0 | 0 | 0 | 0 | 0 | 0 | 0 | 0 | 0 | 0
MIMIC Workstation Driver | 7.18.11 | 0 | 0 | 0 | 0 | 0 | 0 | 0 | 0 | 0 | 0 | 0 | 0 | 0 | 0 | 0 | 0 | 0 | 0 | 0 | 0 | 0 | 0 | 0 | 0 | 0 | 0 | 0 | 0 | 0 | 0 | 0 | 0 | 0 | 0 | 0 | 0 | 0 | 0 | 0 | 0 | 0 | 0 | 0 | 0 | 0 | 0 | 0 | 0 | 0 | 0 | 0 | 0 | 0 | 0 | 0 | 0 | 0 | 0 | 1 | 0 | 0 | 0 | 0 | 0 | 0 | 0 | 0 | 0 | 0 | 0 | 0 | 0 | 0 | 0 | 0 | 0 | 0 | 0 | 0 | 0 | 0 | 0 | 0 | 0 | 0 | 0 | 0
STRAP Workstation Driver | n/a | 0 | 0 | 0 | 0 | 0 | 0 | 0 | 0 | 0 | 0 | 0 | 0 | 0 | 0 | 0 | 0 | 0 | 0 | 0 | 0 | 0 | 0 | 0 | 0 | 0 | 0 | 0 | 0 | 0 | 0 | 0 | 0 | 0 | 0 | 0 | 0 | 0 | 0 | 0 | 0 | 0 | 0 | 0 | 0 | 0 | 0 | 0 | 0 | 0 | 0 | 0 | 0 | 0 | 0 | 0 | 0 | 0 | 0 | 0 | 0 | 0 | 0 | 0 | 0 | 0 | 0 | 1 | 0 | 0 | 0 | 0 | 0 | 0 | 0 | 0 | 0 | 0 | 0 | 0 | 0 | 0 | 0 | 0 | 0 | 0 | 0 | 0
3D Monicore Workstation Driver | 7.18.1 | 0 | 0 | 0 | 0 | 0 | 0 | 0 | 0 | 0 | 0 | 0 | 0 | 0 | 0 | 0 | 0 | 0 | 0 | 0 | 0 | 0 | 0 | 0 | 0 | 0 | 0 | 0 | 0 | 0 | 0 | 0 | 0 | 0 | 0 | 0 | 0 | 0 | 0 | 0 | 0 | 0 | 1 | 1 | 0 | 0 | 0 | 0 | 0 | 0 | 0 | 0 | 0 | 0 | 0 | 0 | 0 | 0 | 0 | 0 | 0 | 0 | 0 | 0 | 0 | 0 | 0 | 0 | 0 | 0 | 0 | 0 | 0 | 0 | 0 | 0 | 0 | 0 | 0 | 0 | 0 | 0 | 0 | 0 | 0 | 0 | 0 | 0
Device Monitor Master Enabled/Disabled | Appendix 37 | 1 | 1 | 1 | 1 | 1 | 1 | 1 | 1 | 1 | 1 | 1 | 1 | 1 | 1 | 1 | 1 | 1 | 1 | 1 | 1 | 1 | 1 | 1 | 1 | 1 | 1 | 1 | 1 | 1 | 1 | 1 | 1 | 1 | 1 | 1 | 1 | 1 | 1 | 1 | 1 | 1 | 1 | 1 | 1 | 1 | 1 | 1 | 1 | 1 | 1 | 1 | 1 | 1 | 1 | 1 | 1 | 1 | 1 | 1 | 1 | 1 | 1 | 1 | 1 | 1 | 1 | 1 | 1 | 1 | 1 | 1 | 1 | 1 | 1 | 1 | 1 | 1 | 0 | 0 | 0 | 0 | 0 | 0 | 0 | 0 | 0 | 0
FoxView | 5.2 | 1 | 1 | 1 | 1 | 1 | 1 | 1 | 1 | 1 | 1 | 1 | 1 | 1 | 1 | 1 | 1 | 1 | 1 | 1 | 1 | 1 | 1 | 1 | 1 | 1 | 1 | 1 | 1 | 1 | 1 | 1 | 1 | 1 | 1 | 1 | 1 | 1 | 1 | 1 | 1 | 1 | 1 | 1 | 1 | 1 | 1 | 1 | 1 | 1 | 1 | 1 | 1 | 1 | 1 | 1 | 1 | 1 | 1 | 1 | 1 | 0 | 0 | 0 | 0 | 0 | 0 | 0 | 0 | 0 | 0 | 0 | 0 | 0 | 0 | 1 | 1 | 1 | 0 | 0 | 0 | 0 | 0 | 0 | 0 | 0 | 0 | 0
Anti-Virus Scan E1clusions | 4.1 step 9 | 1 | 1 | 1 | 1 | 1 | 1 | 1 | 1 | 1 | 1 | 1 | 1 | 1 | 1 | 1 | 1 | 1 | 1 | 1 | 1 | 1 | 1 | 1 | 1 | 1 | 1 | 1 | 1 | 1 | 1 | 1 | 1 | 1 | 1 | 1 | 1 | 1 | 1 | 1 | 1 | 1 | 1 | 1 | 1 | 1 | 1 | 1 | 1 | 1 | 1 | 1 | 1 | 1 | 1 | 1 | 1 | 1 | 1 | 1 | 1 | 1 | 1 | 1 | 1 | 1 | 1 | 1 | 1 | 1 | 1 | 1 | 1 | 1 | 1 | 1 | 1 | 1 | 0 | 0 | 0 | 0 | 0 | 0 | 0 | 0 | 0 | 0
Firewall Settings | Appendix 19 OP_12 | 1 | 1 | 1 | 1 | 1 | 1 | 1 | 1 | 1 | 1 | 1 | 1 | 1 | 1 | 1 | 1 | 1 | 1 | 1 | 1 | 1 | 1 | 1 | 1 | 1 | 1 | 1 | 1 | 1 | 1 | 1 | 1 | 1 | 1 | 1 | 1 | 1 | 1 | 1 | 1 | 1 | 1 | 1 | 1 | 1 | 1 | 1 | 1 | 1 | 1 | 1 | 1 | 1 | 1 | 1 | 1 | 1 | 1 | 1 | 1 | 1 | 1 | 1 | 1 | 1 | 1 | 1 | 1 | 1 | 1 | 1 | 1 | 1 | 1 | 1 | 1 | 1 | 0 | 0 | 0 | 0 | 0 | 0 | 0 | 0 | 0 | 0
ExCEED & fo1boro.loc | Appendix 40 | 1 | 1 | 1 | 1 | 1 | 1 | 1 | 1 | 1 | 1 | 1 | 1 | 1 | 1 | 1 | 1 | 1 | 1 | 1 | 1 | 1 | 1 | 1 | 1 | 1 | 1 | 1 | 1 | 1 | 1 | 1 | 1 | 1 | 1 | 1 | 1 | 1 | 1 | 1 | 1 | 1 | 1 | 1 | 1 | 1 | 1 | 1 | 1 | 1 | 1 | 1 | 1 | 1 | 1 | 1 | 1 | 1 | 1 | 1 | 1 | 1 | 1 | 1 | 1 | 1 | 1 | 1 | 1 | 1 | 1 | 1 | 1 | 1 | 1 | 1 | 1 | 1 | 0 | 0 | 0 | 0 | 0 | 0 | 0 | 0 | 0 | 0

## App. SW files to check
Software Item | Files to Check | 1WP001 | 1WP002 | 1WP003 | 1WP004 | 1WP005 | 1WP006 | 1WP008 | 1WP009 | 1WP010 | 1WP011 | 1WP012 | 1WP013 | 1WP014 | 1WP016 | 1WP017 | 1WP018 | 1WP019 | 1WP020 | 1WP021 | 1WP022 | 1WP023 | 1WP024 | 1WP025 | 1WP026 | 1WP027 | 1WP028 | 1WP029 | 1WP030 | 1WP031 | 1WP079 | 0AW001 | 0AW002 | 1AW001 | 1AW002 | 1AW003 | 1AW004 | 1AW035 | 1AW005 | 1AW006 | 1AW007 | 1AW008 | 1AW009 | 1AW010 | 1AW13A | 1AW13B | 1AW13C | 1AW13D | 1AW13E | 1AW13F | 1AW13G | 1AW13H | 1AW13J | 1AW13K | 1AW13L | 1AW13M | 1AW032 | 1AW033 | 1AW034 | 1AW37A | 1AW37B | 1AW060 | 1AW062 | 1AW063 | 1AW064 | 1AW065 | 1AW066 | 1AW067 | 1AW068 | 1AW069 | 1AW070 | 1AW071 | 1AW072 | 1AW055 | 1AW078 | 1AW118 | 1AW61A | 1AW61B | CPU1073 | CPU1074 | CPU1075 | CPU1076 | CPU1077 | CPU1036 | CPU6001 | CPU6002 | CPU6003 | CPU6004
Unit 0 & 1 graphics | D:/opt/tpc1 (655 displays) D:/opt/customer/displib/Faceplates D:/opt/customer/displib/Trends D:/opt/customer/displib/BitMaps D:/opt/customer/data/usr_conventions.dat D:/usr/fox/customer/hi/dmcfg D:/usr/fox/wp/bin/hiinit.ksh | X | X | X | X | X | X | X | X | X | X | X | X | X | X | X | X | X | X | X | X | X | X | X | X | X | X | X | X | X | X | X | X | X | X | X | X | X | X | X | X | X | X | X | [12 empty] | X | X | X | [16 empty] | X | X | X
| D:/usr/fox/wp/data/mpl.dat D:/usr/fox/wp/data/fv_oos.dat D:/usr/fox/wp/data/init.user D:/usr/fox/bin/go_CREATE_VAR.ksh D:/usr/fox/bin/go_DAS.ksh D:/usr/fox/bin/go_TCLDATE.ksh D:/usr/fox/system32/ShellCtrl.exe | X | X | X | X | X | X | X | X | X | X | X | X | X | X | X | X | X | X | X | X | X | X | X | X | X | X | X | X | X | X | X | X | X | X | X | X | X | X | X | X | X | X | X | [12 empty] | X | X | X | [16 empty] | X | X | X
PST graphics | D:/opt/tpc1 D:/usr/fox/customer/hi/dmcfg D:/usr/fox/bin/go_QUADSCREEN | n/a | n/a | n/a | n/a | n/a | n/a | n/a | n/a | n/a | n/a | n/a | n/a | n/a | n/a | n/a | n/a | n/a | n/a | n/a | n/a | n/a | n/a | n/a | n/a | n/a | n/a | n/a | n/a | n/a | n/a | n/a | n/a | n/a | n/a | n/a | n/a | n/a | n/a | n/a | n/a | n/a | n/a | n/a | n/a | n/a | n/a | n/a | n/a | n/a | n/a | n/a | n/a | n/a | n/a | n/a | n/a | n/a | n/a | X | X | n/a | n/a | n/a | n/a | n/a | n/a | n/a | n/a | n/a | n/a | n/a | n/a | n/a | n/a | n/a | n/a | n/a | n/a | n/a | n/a | n/a | n/a | n/a | n/a | n/a | n/a | n/a
Quick Copy | D:/opt/foxind/applic | X | X | X | X | X | X | X | X | X | X | X | X | X | X | X | X | X | X | X | X | X | X | X | X | X | X | X | X | X | X | X | X | X | X | X | X | X | X | X | X | X | X | X
TCL Scripts | D:/opt/tpc1/1C91/general/script/CHANGE_ENV D:/opt/tpc1/1C91/general/script/DT D:/opt/tpc1/1C91/general/script/SOFTKEY D:/opt/tpc1/1H11/script/LVD | X | X | X | X | X | X | X | X | X | X | X | X | X | X | X | X | X | X | X | X | X | X | X | X | X | X | X | X | X | X | X | X | X | X | X | X | X | X | X | X | X | X | X | [12 empty] | X | X | X | [16 empty] | X | X | X
BARCO scripts | C:/barco D:/opt/barco | X | X | X | X | X | X | X | X | X | X | X | X | X | X | X | X | X | X | X | X | X | X | X | X | X | X | X | X | X | X | X | X | X | X | X | X | X | X | X | X | X | X | X | [12 empty] | X | X | X | [16 empty] | X | X | X
Alarm Manager Configuration | D:/usr/fox/customer/config/ge1.am D:/usr/fox/customer/alarms/amspec D:/usr/fox/wp/data/am_cmds D:/usr/fox/alarms/commgrp.cfg | X | X | X | X | X | X | X | X | X | X | X | X | X | X | X | X | X | X | X | X | X | X | X | X | X | X | X | X | X | X | X | X | X | X | X | X | X | X | X | X | X | X | X | [12 empty] | X | X | X | [16 empty] | X | X | X
AFP | D:/opt/foxind/afp | [66 empty] | M Bld 044 | B/U Bld 044
AFP scripts | D:/opt/foxind/afp | [66 empty] | M Bld 044 | B/U Bld 044
Message Manager Configuration | D:/opt/fox/mm/mmcs/mmcs.xml | n/a | n/a | n/a | n/a | n/a | n/a | n/a | n/a | n/a | n/a | n/a | n/a | n/a | n/a | n/a | n/a | n/a | n/a | n/a | n/a | n/a | n/a | n/a | n/a | n/a | n/a | n/a | n/a | n/a | n/a | n/a | n/a | n/a | n/a | n/a | n/a | n/a | n/a | n/a | n/a | n/a | n/a | n/a | n/a | n/a | n/a | n/a | n/a | n/a | n/a | n/a | n/a | n/a | n/a | n/a | n/a | n/a | n/a | n/a | n/a | n/a | n/a | n/a | n/a | X | X
Temporary Alarms Server | D:/opt/foxind/TempAlarm/TAServer | [67 empty] | M
CVW/Group Point | D:/opt/fox/tra/custom/GUI/bin D:/opt/fox/tra/custom/GroupPoints
Temporary Alarms Client | D:/opt/foxind/TempAlarm/TAClient | X | X | X | X | X | X | X | X | X | X | X | X | X | X | X | X | X | X | X | X | X | X | X | X | X
OLPS Server | D:/opt/foxind/OlpsPgcsServer
OLPS Client | D:/opt/foxind/olps
PGCS Server | D:/opt/foxind/OlpsPgcsServer
PGCS Client | D:/opt/foxind/pgcs
3DM Client | C:/GENuclearEnergy C:/WINDOWS/system32/drivers/etc/hosts
3DM Report Engine | EngineWrapper Server (service)
3DM RDS Server | D:/opt/foxind/3drds
SPDS Steam Calcs | D:/opt/foxind/SPDSSteamCalcs | [68 empty] | M Bld022 | B/U Bld022
CTP Steam Calcs | D:/opt/foxind/CTPSteamCalcs | [68 empty] | B/U Bld017 | M Bld017
CTP Flow Calcs | D:/opt/foxind/CTPFlowCalcs | [68 empty] | B/U Bld018 | M Bld018
TPM&D Support Programs | 1AW13K - D:/opt/foxind/TPMDAverages | [52 empty] | BLD 07a
TPM&D Support Programs | 1AW069 - D:/TPMDTableLookup | [68 empty] | BLD 08
TPM&D Support Programs | 1AW070 - D:/TPMDSteamCalcs | [69 empty] | BLD 14
Permissions | D:/opt/fox/env + D:/usr/fox/Config/.pulldown | X | X | X | X | X | X | X | X | X | X | X | X | X | X | X | X | X | X | X | X | X | X | X | X | X | X | X | X | X | X | X | X | X | X | X | X | X | X | X | X | X | X | X | [12 empty] | X | X | X | [16 empty] | X | X | X
Report Client | D:/opt/foxind/RGF_HOME
Report Server | same as 3DM Report Engine
IA Reports Generator | D:/rpt_pkg
Report Configurations | D:/rpt_pkg D:/opt/foxind/RGF_HOME
Block Status Monitor | D:/opt/foxind/blk_sta
BSM Points Database | D:/MSSQL
Historian Configuration | AIM* instance | [43 empty] | X | X | X | X | X | X | X | X | X | X | X | X | [7 empty] | X
TdrSoeServerComp | D:/opt/fox/tra/custom | [62 empty] | X | [11 empty] | X | X | X
TDR Configuration | D:/opt/fox/tra/TDR/Tdr-DATA
SOE Configuration | AIM* instance | [62 empty] | X
High Speed Historian | D:/opt/fox/tra/custom | [61 empty] | X
HSH Configuration | D:/opt/fox/TRA/Custom/HSH/HSH-DATA | [61 empty] | X
MVD configuration | D:/usr/fox/system32/wsdriver/CfgFiles D:/usr/fox/system32/wsdriver/DDFiles C:/WINDOWS/system32/drivers/etc/hosts | [62 empty] | X
WDP | D:/opt/tpc1/1c91/general/script/Mimic
PFTE/LFSE scripts | D:/opt/foxind/lfse D:/opt/foxind/pfte
RVME Gateway | D:/opt/foxind/tgpcli
tgp_server | D:/opt/foxind/tgp_server
RAPI DDS folders | D:/opt/foxind/dds
RodPullSeqEditor | D:/opt/foxind/rrpse
RodPullSeqServer | D:/MSSQL D:/opt/foxind/rrpse
Remote Desktop Connections | Windows Desktop
AIM-Server | D:/opt/fox/tra/custom | [43 empty] | X | X | X | X | X | X | X | X | X | X | X | X | [7 empty] | X
Apollo Configuration | C:/ApolloProject/ApolloDatabase/ApolloLayouts.mdb
DAServer Configuration | C:/Program Files/Wonderware/DAServer/DASABTCP/Bin/dasabtcp.aacfg
Switch Configurations | C:/Program Files/Enterasys Networks/Netsight Console/server/plugins/Inventory Mgr/configs
Devices directory | D:/usr/fox/sp/files/devices
Downloads directory | D:/opt/foxind/dds/dnld
AAS scripts | D:/opt/foxind/AAS_scripts
Disk space alarms | D:/opt/foxind Performance Logs and Alerts
Voice Alarm driver | D:/opt/foxind/AAS_voices D:/opt/customer/voice_alarms
Mode Switch driver | D:/opt/foxind/mode
Device Monitor Master Enabled/Disabled | D:/usr/fox/exten/foxboro.loc D:/usr/fox/exten/go_sysmgm.cmd
Exceed crash fix | D:/usr/fox/exten/foxboro.loc Registry HKEY_LOCAL_MACHINE\SYSTEM\CurrentControlSet\Services\FoxNTAppService\Applications\App1
Virus Scan Exclusions | D:\usr\fox\exten\dcisrvr.exe D:\usr\fox\exten\fbmload.exe D:\usr\fox\exten\rls.exe D:\usr\fox\exten\romload_srvr.exe D:\usr\fox\sp\files\iom*
Firewall Settings | Local Area Connection 2 Local Area Connection 3 Local Area Connection 4

## Unit 0 FDIs
FDI # | Full FDI Number | Rev | Description | Superseding | Notes | Implementation Date | 1WP001 | 1WP002 | 1WP003 | 1WP004 | 1WP005 | 1WP006 | 1WP008 | 1WP009 | 1WP010 | 1WP011 | 1WP012 | 1WP013 | 1WP014 | 1WP016 | 1WP017 | 1WP018 | 1WP019 | 1WP020 | 1WP021 | 1WP022 | 1WP023 | 1WP024 | 1WP025 | 1WP026 | 1WP027 | 1WP028 | 1WP029 | 1WP030 | 1WP031 | 1WP079 | 0AW001 | 0AW002 | 1AW001 | 1AW002 | 1AW003 | 1AW004 | 1AW035 | 1AW005 | 1AW006 | 1AW007 | 1AW008 | 1AW009 | 1AW010 | 1AW13A | 1AW13B | 1AW13C | 1AW13D | 1AW13E | 1AW13F | 1AW13G | 1AW13H | 1AW13J | 1AW13K | 1AW13L | 1AW13M | 1AW032 | 1AW033 | 1AW034 | 1AW37A | 1AW37B | 1AW060 | 1AW062 | 1AW063 | 1AW064 | 1AW065 | 1AW066 | 1AW067 | 1AW068 | 1AW069 | 1AW070 | 1AW071 | 1AW072 | 1AW055 | 1AW078 | 1AW118 | 1AW61A | 1AW61B | CPU6001 | CPU6002 | CPU6003 | CPU6004
Site-FDI-0001 | LT0-31113-0013 | 0 | LT0-31113-0013-C Modify Calibration pull-down pick, edit 2nd line of file D:/opt/fox/env/soft.env - "Calibrate" "run control.exe mistouch.cpl" -p 122 |  | Site generated not generated out of the FoxMass office |  | n/a | n/a | n/a | n/a | n/a | n/a | n/a | n/a | n/a | n/a | n/a | n/a | n/a | n/a | n/a | n/a | n/a | n/a | n/a | n/a | n/a | n/a | n/a | n/a | n/a | n/a | n/a | n/a | n/a | n/a | n/a | n/a | n/a | n/a | n/a | n/a | n/a | n/a | n/a | n/a | n/a | n/a | n/a | n/a | n/a | n/a | n/a | n/a | n/a | n/a | n/a | n/a | n/a | n/a | n/a | n/a | n/a | X | n/a | n/a | n/a | n/a | n/a | n/a | n/a | n/a | n/a | n/a | n/a | n/a | n/a | n/a | n/a | n/a | n/a | n/a | n/a | n/a | n/a | n/a | n/a
Site-FDI-0002 | LT0-31113-0019 | 0 | LT0-31113-0019-C Restore the file D:/usr/fox/system32/ShellCtrl.exe |  | Site generated not generated out of the FoxMass office |  | n/a | n/a | n/a | n/a | n/a | n/a | n/a | n/a | n/a | n/a | n/a | n/a | n/a | n/a | n/a | n/a | n/a | n/a | n/a | n/a | n/a | n/a | n/a | n/a | n/a | n/a | n/a | n/a | n/a | n/a | X | X | n/a | n/a | n/a | n/a | n/a | n/a | n/a | n/a | n/a | n/a | n/a | n/a | n/a | n/a | n/a | n/a | n/a | n/a | n/a | n/a | n/a | n/a | n/a | n/a | n/a | n/a | n/a | n/a | n/a | n/a | n/a | n/a | n/a | n/a | n/a | n/a | n/a | n/a | n/a | n/a | n/a | n/a | n/a | n/a | n/a | n/a | n/a | n/a | n/a
FDI-0001 | LT0-31113-0017 | 1 | Installation of FDI LT0-31113-0017, Update to GroupPoin t.exe, TCL, TAClient & LVD.fdf |  | Rev 1 | 2011-08-22 | n/a | n/a | n/a | n/a | n/a | n/a | n/a | n/a | n/a | n/a | n/a | n/a | n/a | n/a | n/a | n/a | n/a | n/a | n/a | n/a | n/a | n/a | n/a | n/a | n/a | n/a | n/a | n/a | n/a | n/a | X | X | n/a | n/a | n/a | n/a | n/a | n/a | n/a | n/a | n/a | n/a | n/a | n/a | n/a | n/a | n/a | n/a | n/a | n/a | n/a | n/a | n/a | n/a | n/a | n/a | n/a | n/a | n/a | n/a | n/a | n/a | n/a | n/a | n/a | n/a | n/a | n/a | n/a | n/a | n/a | n/a | n/a | n/a | n/a | n/a | n/a | n/a | n/a | n/a | n/a
FDI-0002 | LT0-31113-0023 | 1 | Installation of FDI LT0-31113-0023 MESH Confiuration corrections |  | Rev 1 | 11/23/2010, 9/11/2011 | n/a | n/a | n/a | n/a | n/a | n/a | n/a | n/a | n/a | n/a | n/a | n/a | n/a | n/a | n/a | n/a | n/a | n/a | n/a | n/a | n/a | n/a | n/a | n/a | n/a | n/a | n/a | n/a | n/a | n/a | n/a | n/a | n/a | n/a | n/a | n/a | n/a | n/a | n/a | n/a | n/a | n/a | n/a | n/a | n/a | n/a | n/a | n/a | n/a | n/a | n/a | n/a | n/a | n/a | n/a | n/a | n/a | n/a | n/a | n/a | n/a | n/a | n/a | n/a | n/a | n/a | n/a | n/a | n/a | n/a | n/a | n/a | n/a | n/a | n/a | n/a | n/a | n/a | n/a | n/a | n/a
FDI-0003 | LT0-31113-0024 | 1 | Installation of FDI LT0-31113-0024 MESH Confiuration corrections |  | Rev 1 | 11/30/2010, 10/14/2011 | n/a | n/a | n/a | n/a | n/a | n/a | n/a | n/a | n/a | n/a | n/a | n/a | n/a | n/a | n/a | n/a | n/a | n/a | n/a | n/a | n/a | n/a | n/a | n/a | n/a | n/a | n/a | n/a | n/a | n/a | n/a | n/a | n/a | n/a | n/a | n/a | n/a | n/a | n/a | n/a | n/a | n/a | n/a | n/a | n/a | n/a | n/a | n/a | n/a | n/a | n/a | n/a | n/a | n/a | n/a | n/a | n/a | n/a | n/a | n/a | n/a | n/a | n/a | n/a | n/a | n/a | n/a | n/a | n/a | n/a | n/a | n/a | n/a | n/a | n/a | n/a | n/a | n/a | n/a | n/a | n/a
FDI-0004 | LT0-31113-0025 | 0 | Installation of FDI LT0-31113-0025 QF1012452 & QF1012324 | QF1014794 & QF101834D | U1 FDI-0081 & FDI-0351 |  | n/a | n/a | n/a | n/a | n/a | n/a | n/a | n/a | n/a | n/a | n/a | n/a | n/a | n/a | n/a | n/a | n/a | n/a | n/a | n/a | n/a | n/a | n/a | n/a | n/a | n/a | n/a | n/a | n/a | n/a | X | X | n/a | n/a | n/a | n/a | n/a | n/a | n/a | n/a | n/a | n/a | n/a | n/a | n/a | n/a | n/a | n/a | n/a | n/a | n/a | n/a | n/a | n/a | n/a | n/a | n/a | n/a | n/a | n/a | n/a | n/a | n/a | n/a | n/a | n/a | n/a | n/a | n/a | n/a | n/a | n/a | n/a | n/a | n/a | n/a | n/a | n/a | n/a | n/a | n/a
FDI-0005 | LT0-31113-0027 | 0 | Installation of FDI LT0-31113-0027 FDSI Configurator |  |  |  | n/a | n/a | n/a | n/a | n/a | n/a | n/a | n/a | n/a | n/a | n/a | n/a | n/a | n/a | n/a | n/a | n/a | n/a | n/a | n/a | n/a | n/a | n/a | n/a | n/a | n/a | n/a | n/a | n/a | n/a | X | n/a | n/a | n/a | n/a | n/a | n/a | n/a | n/a | n/a | n/a | n/a | n/a | n/a | n/a | n/a | n/a | n/a | n/a | n/a | n/a | n/a | n/a | n/a | n/a | n/a | n/a | n/a | n/a | n/a | n/a | n/a | n/a | n/a | n/a | n/a | n/a | n/a | n/a | n/a | n/a | n/a | n/a | n/a | n/a | n/a | n/a | n/a | n/a | n/a | n/a
FDI-0006 | LT0-31113-0026 | 0 | Installation of FDI LT0-31113-0026 Common Alarm Group Points |  |  |  | X | X | X | X | X | X | X | X | X | X | X | X | X | X | X | X | X | X | X | X | X | X | X | X | X | X | X | X | X | X | X | X | X | X | X | X | X | X | X | X | X | X | X | n/a | n/a | n/a | n/a | n/a | n/a | n/a | n/a | n/a | n/a | n/a | n/a | X | X | X | n/a | n/a | n/a | n/a | n/a | n/a | n/a | n/a | n/a | n/a | n/a | n/a | n/a | n/a | n/a | n/a | X | n/a | n/a | n/a | n/a | n/a | n/a
FDI-0007 | LT0-31113-0032 | 0 | Installation of FDI LT0-31113-0032 preventing user changes to pre-defined Alarm match Configuration files |  |  |  | n/a | n/a | n/a | n/a | n/a | n/a | n/a | n/a | n/a | n/a | n/a | n/a | n/a | n/a | n/a | n/a | n/a | n/a | n/a | n/a | n/a | n/a | n/a | n/a | n/a | n/a | n/a | n/a | n/a | n/a | X | X | n/a | n/a | n/a | n/a | n/a | n/a | n/a | n/a | n/a | n/a | n/a | n/a | n/a | n/a | n/a | n/a | n/a | n/a | n/a | n/a | n/a | n/a | n/a | n/a | n/a | n/a | n/a | n/a | n/a | n/a | n/a | n/a | n/a | n/a | n/a | n/a | n/a | n/a | n/a | n/a | n/a | n/a | n/a | n/a | n/a | n/a | n/a | n/a | n/a
FDI-0008 | LT0-31113-0033 | 0 | Installation of FDI LT0-31113-0033 Firmware Fix For 497 Day Reset Problem on N-Series MESH DFE Switch Blades |  |  | 2010-12-15 | n/a | n/a | n/a | n/a | n/a | n/a | n/a | n/a | n/a | n/a | n/a | n/a | n/a | n/a | n/a | n/a | n/a | n/a | n/a | n/a | n/a | n/a | n/a | n/a | n/a | n/a | n/a | n/a | n/a | n/a | n/a | n/a | n/a | n/a | n/a | n/a | n/a | n/a | n/a | n/a | n/a | n/a | n/a | n/a | n/a | n/a | n/a | n/a | n/a | n/a | n/a | n/a | n/a | n/a | n/a | n/a | n/a | n/a | n/a | n/a | n/a | n/a | n/a | n/a | n/a | n/a | n/a | n/a | n/a | n/a | n/a | n/a | n/a | n/a | n/a | n/a | n/a | n/a | n/a | n/a | n/a
FDI-0009 | LT1-31113-0162 | 0 | Installation of FDI LT1-31113-0162 Message Manager Configuration Update |  |  | 2011-06-01 | n/a | n/a | n/a | n/a | n/a | n/a | n/a | n/a | n/a | n/a | n/a | n/a | n/a | n/a | n/a | n/a | n/a | n/a | n/a | n/a | n/a | n/a | n/a | n/a | n/a | n/a | n/a | n/a | n/a | n/a | X | X | n/a | n/a | n/a | n/a | n/a | X | X | X | X | X | X | n/a | n/a | n/a | n/a | n/a | n/a | n/a | n/a | n/a | n/a | n/a | n/a | n/a | n/a | n/a | n/a | n/a | n/a | n/a | n/a | n/a | X | X | n/a | n/a | n/a | n/a | n/a | n/a | n/a | n/a | n/a | n/a | n/a | n/a | n/a | n/a | n/a
FDI-0010 | LT0-31113-0034 | 0 | Installation of FDI LT0-31113-0034 Port swicthing QF1013734 | none |  | 2010-12-13 | X | X | X | X | X | X | X | X | X | X | X | X | X | X | X | X | X | X | X | X | X | X | X | X | X | X | X | X | X | X | X | X | X | X | X | X | X | X | X | X | X | X | X | X | X | X | X | X | X | X | X | X | X | X | X | X | X | X | X | X | X | X | X | X | X | X | X | X | X | X | X | X | X | X | X | X | X | n/a | n/a | n/a | n/a
FDI-0011 | LT0-31113-0037 | 0 | Installation of FDI LT0-31113-0037 ICC changes | FDI-0013 |  | 2010-12-08 | n/a | n/a | n/a | n/a | n/a | n/a | n/a | n/a | n/a | n/a | n/a | n/a | n/a | n/a | n/a | n/a | n/a | n/a | n/a | n/a | n/a | n/a | n/a | n/a | n/a | n/a | n/a | n/a | n/a | n/a | X | n/a | n/a | n/a | n/a | n/a | n/a | n/a | n/a | n/a | n/a | n/a | n/a | n/a | n/a | n/a | n/a | n/a | n/a | n/a | n/a | n/a | n/a | n/a | n/a | n/a | n/a | n/a | n/a | n/a | n/a | n/a | n/a | n/a | n/a | n/a | n/a | n/a | n/a | n/a | n/a | n/a | n/a | n/a | n/a | n/a | n/a | n/a | n/a | n/a | n/a
FDI-0012 | LT0-31113-0044 | 2 | Installation of FDI LT0-31113-0044 ICC changes |  | Rev 2 | 2012-03-05 | n/a | n/a | n/a | n/a | n/a | n/a | n/a | n/a | n/a | n/a | n/a | n/a | n/a | n/a | n/a | n/a | n/a | n/a | n/a | n/a | n/a | n/a | n/a | n/a | n/a | n/a | n/a | n/a | n/a | n/a | X | n/a | n/a | n/a | n/a | n/a | n/a | X | n/a | n/a | X | n/a | n/a | n/a | n/a | n/a | n/a | n/a | n/a | n/a | n/a | n/a | n/a | n/a | n/a | n/a | n/a | n/a | n/a | n/a | n/a | n/a | n/a | n/a | n/a | n/a | n/a | n/a | n/a | n/a | n/a | n/a | n/a | n/a | n/a | n/a | n/a | n/a | n/a | n/a | n/a
FDI-0013 | LT0-31113-0043 | 0 | Installation of FDI LT0-31113-0043 ICC changes |  | done after U0 FDI-0011 | 2011-11-25 | n/a | n/a | n/a | n/a | n/a | n/a | n/a | n/a | n/a | n/a | n/a | n/a | n/a | n/a | n/a | n/a | n/a | n/a | n/a | n/a | n/a | n/a | n/a | n/a | n/a | n/a | n/a | n/a | n/a | n/a | X | n/a | n/a | n/a | n/a | n/a | n/a | n/a | n/a | n/a | n/a | n/a | n/a | n/a | n/a | n/a | n/a | n/a | n/a | n/a | n/a | n/a | n/a | n/a | n/a | n/a | n/a | n/a | n/a | n/a | n/a | n/a | n/a | n/a | n/a | n/a | n/a | n/a | n/a | n/a | n/a | n/a | n/a | n/a | n/a | n/a | n/a | n/a | n/a | n/a | n/a
FDI-0014 | LT0-31113-0042 | 0 | Installation of FDI LT0-31113-0042 Firewall configuration / anti-virus exclusion |  |  | 2011-03-02 | n/a | n/a | n/a | n/a | n/a | n/a | n/a | n/a | n/a | n/a | n/a | n/a | n/a | n/a | n/a | n/a | n/a | n/a | n/a | n/a | n/a | n/a | n/a | n/a | n/a | n/a | n/a | n/a | n/a | n/a | X | X | n/a | n/a | n/a | n/a | n/a | n/a | n/a | n/a | n/a | n/a | n/a | n/a | n/a | n/a | n/a | n/a | n/a | n/a | n/a | n/a | n/a | n/a | n/a | n/a | n/a | n/a | n/a | n/a | n/a | n/a | n/a | n/a | n/a | n/a | n/a | n/a | n/a | n/a | n/a | n/a | n/a | n/a | n/a | n/a | n/a | n/a | n/a | n/a | n/a
FDI-0015 | LT0-31113-0038 | 0 | Installation of FDI LT0-31113-0038 ICC changes |  |  | 2011-02-24 | n/a | n/a | n/a | n/a | n/a | n/a | n/a | n/a | n/a | n/a | n/a | n/a | n/a | n/a | n/a | n/a | n/a | n/a | n/a | n/a | n/a | n/a | n/a | n/a | n/a | n/a | n/a | n/a | n/a | n/a | X | n/a | n/a | n/a | n/a | n/a | n/a | n/a | n/a | n/a | n/a | n/a | n/a | n/a | n/a | n/a | n/a | n/a | n/a | n/a | n/a | n/a | n/a | n/a | n/a | n/a | n/a | n/a | n/a | n/a | n/a | n/a | n/a | n/a | n/a | n/a | n/a | n/a | n/a | n/a | n/a | n/a | n/a | n/a | n/a | n/a | n/a | n/a | n/a | n/a | n/a
FDI-0016 | LT0-31113-0039 | 0 | Installation of FDI LT0-31113-0039 ICC changes |  |  | 2011-02-24 | n/a | n/a | n/a | n/a | n/a | n/a | n/a | n/a | n/a | n/a | n/a | n/a | n/a | n/a | n/a | n/a | n/a | n/a | n/a | n/a | n/a | n/a | n/a | n/a | n/a | n/a | n/a | n/a | n/a | n/a | X | n/a | n/a | n/a | n/a | n/a | n/a | n/a | n/a | n/a | n/a | n/a | n/a | n/a | n/a | n/a | n/a | n/a | n/a | n/a | n/a | n/a | n/a | n/a | n/a | n/a | n/a | n/a | n/a | n/a | n/a | n/a | n/a | n/a | n/a | n/a | n/a | n/a | n/a | n/a | n/a | n/a | n/a | n/a | n/a | n/a | n/a | n/a | n/a | n/a | n/a
FDI-0017 | LT0-31113-0040 | 0 | Installation of FDI LT0-31113-0040 ICC changes |  |  | 2011-04-12 | n/a | n/a | n/a | n/a | n/a | n/a | n/a | n/a | n/a | n/a | n/a | n/a | n/a | n/a | n/a | n/a | n/a | n/a | n/a | n/a | n/a | n/a | n/a | n/a | n/a | n/a | n/a | n/a | n/a | n/a | X | n/a | n/a | n/a | n/a | n/a | n/a | n/a | n/a | n/a | n/a | n/a | n/a | n/a | n/a | n/a | n/a | n/a | n/a | n/a | n/a | n/a | n/a | n/a | n/a | n/a | n/a | n/a | n/a | n/a | n/a | n/a | n/a | n/a | n/a | n/a | n/a | n/a | n/a | n/a | n/a | n/a | n/a | n/a | n/a | n/a | n/a | n/a | n/a | n/a | n/a
FDI-0018 | LT0-31113-0050 | 3 | Installation of FDI LT0-31113-0050 ICC changes |  | Rev 3 | 6/1/2011, 9/22/2011 | n/a | n/a | n/a | n/a | n/a | n/a | n/a | n/a | n/a | n/a | n/a | n/a | n/a | n/a | n/a | n/a | n/a | n/a | n/a | n/a | n/a | n/a | n/a | n/a | n/a | n/a | n/a | n/a | n/a | n/a | X | n/a | n/a | n/a | n/a | n/a | n/a | n/a | n/a | n/a | n/a | n/a | n/a | n/a | n/a | n/a | n/a | n/a | n/a | n/a | n/a | n/a | n/a | n/a | n/a | n/a | n/a | n/a | n/a | n/a | n/a | n/a | n/a | n/a | n/a | n/a | n/a | n/a | n/a | n/a | n/a | n/a | n/a | n/a | n/a | n/a | n/a | n/a | n/a | n/a | n/a
FDI-0019 | LT0-31113-0063 | 0 | Installation of FDI LT0-31113-0063 Device Monitor Enabled/Disabled |  |  | 2011-05-12 | n/a | n/a | n/a | n/a | n/a | n/a | n/a | n/a | n/a | n/a | n/a | n/a | n/a | n/a | n/a | n/a | n/a | n/a | n/a | n/a | n/a | n/a | n/a | n/a | n/a | n/a | n/a | n/a | n/a | n/a | X | X | n/a | n/a | n/a | n/a | n/a | n/a | n/a | n/a | n/a | n/a | n/a | n/a | n/a | n/a | n/a | n/a | n/a | n/a | n/a | n/a | n/a | n/a | n/a | n/a | n/a | n/a | n/a | n/a | n/a | n/a | n/a | n/a | n/a | n/a | n/a | n/a | n/a | n/a | n/a | n/a | n/a | n/a | n/a | n/a | n/a | n/a | n/a | n/a | n/a
FDI-0020 |  |  | Open |  |  |  | n/a | n/a | n/a | n/a | n/a | n/a | n/a | n/a | n/a | n/a | n/a | n/a | n/a | n/a | n/a | n/a | n/a | n/a | n/a | n/a | n/a | n/a | n/a | n/a | n/a | n/a | n/a | n/a | n/a | n/a | n/a | n/a | n/a | n/a | n/a | n/a | n/a | n/a | n/a | n/a | n/a | n/a | n/a | n/a | n/a | n/a | n/a | n/a | n/a | n/a | n/a | n/a | n/a | n/a | n/a | n/a | n/a | n/a | n/a | n/a | n/a | n/a | n/a | n/a | n/a | n/a | n/a | n/a | n/a | n/a | n/a | n/a | n/a | n/a | n/a | n/a | n/a | n/a | n/a | n/a | n/a
FDI-0021 |  |  | Open |  |  |  | n/a | n/a | n/a | n/a | n/a | n/a | n/a | n/a | n/a | n/a | n/a | n/a | n/a | n/a | n/a | n/a | n/a | n/a | n/a | n/a | n/a | n/a | n/a | n/a | n/a | n/a | n/a | n/a | n/a | n/a | n/a | n/a | n/a | n/a | n/a | n/a | n/a | n/a | n/a | n/a | n/a | n/a | n/a | n/a | n/a | n/a | n/a | n/a | n/a | n/a | n/a | n/a | n/a | n/a | n/a | n/a | n/a | n/a | n/a | n/a | n/a | n/a | n/a | n/a | n/a | n/a | n/a | n/a | n/a | n/a | n/a | n/a | n/a | n/a | n/a | n/a | n/a | n/a | n/a | n/a | n/a
FDI-0022 | LT0-31113-0061 | 1 | Installation of FDI LT0-31113-0061 ICC changes |  | Rev 1 | 2011-08-31 | n/a | n/a | n/a | n/a | n/a | n/a | n/a | n/a | n/a | n/a | n/a | n/a | n/a | n/a | n/a | n/a | n/a | n/a | n/a | n/a | n/a | n/a | n/a | n/a | n/a | n/a | n/a | n/a | n/a | n/a | X | n/a | n/a | n/a | n/a | n/a | n/a | n/a | n/a | n/a | n/a | n/a | n/a | n/a | n/a | n/a | n/a | n/a | n/a | n/a | n/a | n/a | n/a | n/a | n/a | n/a | n/a | n/a | n/a | n/a | n/a | n/a | n/a | n/a | n/a | n/a | n/a | n/a | n/a | n/a | n/a | n/a | n/a | n/a | n/a | n/a | n/a | n/a | n/a | n/a | n/a
FDI-0023 | LT0-31113-0046 | 0 | Installation of FDI LT0-31113-0046 ICC changes |  | Rev 0 | 2011-07-26 | n/a | n/a | n/a | n/a | n/a | n/a | n/a | n/a | n/a | n/a | n/a | n/a | n/a | n/a | n/a | n/a | n/a | n/a | n/a | n/a | n/a | n/a | n/a | n/a | n/a | n/a | n/a | n/a | n/a | n/a | X | n/a | n/a | n/a | n/a | n/a | n/a | n/a | n/a | n/a | n/a | n/a | n/a | n/a | n/a | n/a | n/a | n/a | n/a | n/a | n/a | n/a | n/a | n/a | n/a | n/a | n/a | n/a | n/a | n/a | n/a | n/a | n/a | n/a | n/a | n/a | n/a | n/a | n/a | n/a | n/a | n/a | n/a | n/a | n/a | n/a | n/a | n/a | n/a | n/a | n/a
FDI-0024 | LT0-31113-0041 | 0 | Installation of FDI LT0-31113-0041 ICC changes |  | Rev 0 | 2011-07-26 | n/a | n/a | n/a | n/a | n/a | n/a | n/a | n/a | n/a | n/a | n/a | n/a | n/a | n/a | n/a | n/a | n/a | n/a | n/a | n/a | n/a | n/a | n/a | n/a | n/a | n/a | n/a | n/a | n/a | n/a | X | n/a | n/a | n/a | n/a | n/a | n/a | n/a | n/a | n/a | n/a | n/a | n/a | n/a | n/a | n/a | n/a | n/a | n/a | n/a | n/a | n/a | n/a | n/a | n/a | n/a | n/a | n/a | n/a | n/a | n/a | n/a | n/a | n/a | n/a | n/a | n/a | n/a | n/a | n/a | n/a | n/a | n/a | n/a | n/a | n/a | n/a | n/a | n/a | n/a | n/a
FDI-0025 | LT0-31113-0045 | 0 | Installation of FDI LT0-31113-0045 ICC changes |  | Rev 0 | 2011-09-11 | n/a | n/a | n/a | n/a | n/a | n/a | n/a | n/a | n/a | n/a | n/a | n/a | n/a | n/a | n/a | n/a | n/a | n/a | n/a | n/a | n/a | n/a | n/a | n/a | n/a | n/a | n/a | n/a | n/a | n/a | X | n/a | n/a | n/a | n/a | n/a | n/a | n/a | n/a | n/a | n/a | n/a | n/a | n/a | n/a | n/a | n/a | n/a | n/a | n/a | n/a | n/a | n/a | n/a | n/a | n/a | n/a | n/a | n/a | n/a | n/a | n/a | n/a | n/a | n/a | n/a | n/a | n/a | n/a | n/a | n/a | n/a | n/a | n/a | n/a | n/a | n/a | n/a | n/a | n/a | n/a
FDI-0026 | LT0-31113-0065 | 0 | Installation of FDI LT0-31113-0065. Add/Modify ICC, Add/Modify Historian Database points., Update Group Points file. |  | Rev 0 | 2011-07-11 | X | X | X | X | X | X | X | X | X | X | X | X | X | X | X | X | X | X | X | X | X | X | X | X | X | X | X | X | X | X | X | X | X | X | X | X | X | X | X | X | X | X | X | n/a | n/a | n/a | n/a | n/a | n/a | X | n/a | n/a | n/a | n/a | n/a | X | X | X | n/a | n/a | n/a | n/a | n/a | n/a | n/a | n/a | n/a | n/a | n/a | n/a | n/a | n/a | n/a | n/a | X | X | X | n/a | n/a | n/a | n/a
FDI-0027 | LT0-31113-0068 | 1 | Installation of FDI LT0-31113-0068. Add/Modify ICC, Add/Modify Historian Database points., Update Group Points file. |  | Rev 1 | 7/11/2011, 1/28/2014 | X | X | X | X | X | X | X | X | X | X | X | X | X | X | X | X | X | X | X | X | X | X | X | X | X | X | X | X | X | X | X | X | X | X | X | X | X | X | X | X | X | X | X | n/a | n/a | n/a | n/a | n/a | n/a | n/a | n/a | n/a | n/a | n/a | X | X | X | X | n/a | n/a | n/a | X | X | n/a | n/a | n/a | n/a | n/a | n/a | n/a | n/a | n/a | n/a | n/a | X | X | X | n/a | n/a | n/a | n/a
FDI-0028 | LT0-31113-0066 | 3 | Installation of FDI LT0-31113-0066. Add/Modify Blocks for ICC. Graphic Modifications |  | Rev 3 | 8/31/2011, 12/5/2011 | X | X | X | X | X | X | X | X | X | X | X | X | X | X | X | X | X | X | X | X | X | X | X | X | X | X | X | X | X | X | X | X | X | X | X | X | X | X | X | X | X | X | X | n/a | n/a | n/a | n/a | n/a | n/a | n/a | n/a | n/a | n/a | n/a | n/a | X | X | X | n/a | n/a | n/a | n/a | n/a | n/a | n/a | n/a | n/a | n/a | n/a | n/a | n/a | n/a | n/a | n/a | X | X | X | n/a | n/a | n/a | n/a
FDI-0029 | LT0-31113-0047 | 1 | Installation of FDI LT0-31113-0047 ICC changes |  | Rev 1 | 2011-08-16 | n/a | n/a | n/a | n/a | n/a | n/a | n/a | n/a | n/a | n/a | n/a | n/a | n/a | n/a | n/a | n/a | n/a | n/a | n/a | n/a | n/a | n/a | n/a | n/a | n/a | n/a | n/a | n/a | n/a | n/a | X | n/a | n/a | n/a | n/a | n/a | n/a | n/a | n/a | n/a | n/a | n/a | n/a | n/a | n/a | n/a | n/a | n/a | n/a | n/a | n/a | n/a | n/a | n/a | n/a | n/a | n/a | n/a | n/a | n/a | n/a | n/a | n/a | n/a | n/a | n/a | n/a | n/a | n/a | n/a | n/a | n/a | n/a | n/a | n/a | n/a | n/a | n/a | n/a | n/a | n/a
FDI-0030 | LT1-31113-0575 | 1 | Installation of FDI LT1-31113-0575 Updates to WPCPLNS files |  | Rev 1 | 2011-08-22 | n/a | n/a | n/a | n/a | n/a | n/a | n/a | n/a | n/a | n/a | n/a | n/a | n/a | n/a | n/a | n/a | n/a | n/a | n/a | n/a | n/a | n/a | n/a | n/a | n/a | n/a | n/a | n/a | n/a | n/a | X | X | n/a | n/a | n/a | n/a | n/a | n/a | n/a | n/a | n/a | n/a | n/a | n/a | n/a | n/a | n/a | n/a | n/a | n/a | n/a | n/a | n/a | n/a | n/a | n/a | n/a | n/a | n/a | n/a | n/a | n/a | n/a | n/a | n/a | n/a | n/a | n/a | n/a | n/a | n/a | n/a | n/a | n/a | n/a | n/a | n/a | n/a | n/a | n/a | n/a
FDI-0031 | LT0-31113-0049 | 0 | Installation of FDI LT0-31113-0049. Add/Modify ICC, Add/Modify Historian Database points., Update Group Points file. |  | Rev 0 | 2011-08-03 | X | X | X | X | X | X | X | X | X | X | X | X | X | X | X | X | X | X | X | X | X | X | X | X | X | X | X | X | X | X | X | X | X | X | X | X | X | X | X | X | X | X | X | n/a | n/a | n/a | n/a | n/a | n/a | X | n/a | n/a | n/a | n/a | n/a | X | X | X | n/a | n/a | n/a | n/a | n/a | n/a | n/a | n/a | n/a | n/a | n/a | n/a | n/a | n/a | n/a | n/a | X | X | X | n/a | n/a | n/a | n/a
FDI-0032 | LT0-31113-0058 | 0 | Installation of FDI LT0-31113-0058. Add/Modify ICC, Add/Modify Historian Database points., Update Group Points file. |  | Rev 0 | 2011-08-03 | X | X | X | X | X | X | X | X | X | X | X | X | X | X | X | X | X | X | X | X | X | X | X | X | X | X | X | X | X | X | X | X | X | X | X | X | X | X | X | X | X | X | X | n/a | n/a | n/a | n/a | n/a | n/a | n/a | n/a | n/a | n/a | n/a | X | X | X | X | n/a | n/a | n/a | n/a | n/a | n/a | n/a | n/a | n/a | n/a | n/a | n/a | n/a | n/a | n/a | n/a | X | X | X | n/a | n/a | n/a | n/a
FDI-0033 |  |  | Open |  |  |  | n/a | n/a | n/a | n/a | n/a | n/a | n/a | n/a | n/a | n/a | n/a | n/a | n/a | n/a | n/a | n/a | n/a | n/a | n/a | n/a | n/a | n/a | n/a | n/a | n/a | n/a | n/a | n/a | n/a | n/a | n/a | n/a | n/a | n/a | n/a | n/a | n/a | n/a | n/a | n/a | n/a | n/a | n/a | n/a | n/a | n/a | n/a | n/a | n/a | n/a | n/a | n/a | n/a | n/a | n/a | n/a | n/a | n/a | n/a | n/a | n/a | n/a | n/a | n/a | n/a | n/a | n/a | n/a | n/a | n/a | n/a | n/a | n/a | n/a | n/a | n/a | n/a | n/a | n/a | n/a | n/a
FDI-0034 | LT0-31113-0048 | 2 | Installation of FDI LT0-31113-0048 Environment Permissions |  | Rev 2 | 2011-09-07 | n/a | n/a | n/a | n/a | n/a | n/a | n/a | n/a | n/a | n/a | n/a | n/a | n/a | n/a | n/a | n/a | n/a | n/a | n/a | n/a | n/a | n/a | n/a | n/a | n/a | n/a | n/a | n/a | n/a | n/a | X | X | n/a | n/a | n/a | n/a | n/a | n/a | n/a | n/a | n/a | n/a | n/a | n/a | n/a | n/a | n/a | n/a | n/a | n/a | n/a | n/a | n/a | n/a | n/a | n/a | n/a | n/a | n/a | n/a | n/a | n/a | n/a | n/a | n/a | n/a | n/a | n/a | n/a | n/a | n/a | n/a | n/a | n/a | n/a | n/a | n/a | n/a | n/a | n/a | n/a
FDI-0035 | LT0-31113-0082 | 1 | Installation of FDI LT0-31113-0082. Graphic Modifications |  | Rev 1 | 8/31/2011, 12/9/2011 | X | X | X | X | X | X | X | X | X | X | X | X | X | X | X | X | X | X | X | X | X | X | X | X | X | X | X | X | X | X | X | X | X | X | X | X | X | X | X | X | X | X | X | n/a | n/a | n/a | n/a | n/a | n/a | n/a | n/a | n/a | n/a | n/a | n/a | X | X | X | n/a | n/a | n/a | n/a | n/a | n/a | n/a | n/a | n/a | n/a | n/a | n/a | n/a | n/a | n/a | n/a | X | X | X | n/a | n/a | n/a | n/a
FDI-0036 | LT0-31113-0081 | 1 | Installation of FDI LT0-31113-0081. Add/Modify ICC, Add/Modify Historian Database points., Update Group Points file. |  | Rev 1 | 2011-09-29 | X | X | X | X | X | X | X | X | X | X | X | X | X | X | X | X | X | X | X | X | X | X | X | X | X | X | X | X | X | X | X | X | X | X | X | X | X | X | X | X | X | X | X | n/a | n/a | n/a | n/a | n/a | n/a | X | n/a | n/a | n/a | n/a | n/a | X | X | X | n/a | n/a | n/a | n/a | n/a | n/a | n/a | n/a | n/a | n/a | n/a | n/a | n/a | n/a | n/a | n/a | X | X | X | n/a | n/a | n/a | n/a
FDI-0037 | LT0-31113-0072 | 0 | Installation of FDI LT0-31113-0072. Add/Modify ICC, Add/Modify Historian Database points., Update Group Points file. |  | Rev 0 | 2011-12-21 | X | X | X | X | X | X | X | X | X | X | X | X | X | X | X | X | X | X | X | X | X | X | X | X | X | X | X | X | X | X | X | X | X | X | X | X | X | X | X | X | X | X | X | n/a | n/a | n/a | n/a | n/a | n/a | n/a | n/a | n/a | n/a | n/a | X | X | X | X | n/a | n/a | n/a | n/a | n/a | n/a | n/a | n/a | n/a | n/a | n/a | n/a | n/a | n/a | n/a | n/a | X | X | X | n/a | n/a | n/a | n/a
FDI-0038 | LT0-31113-0078 | 0 | Installation of FDI LT0-31113-0078. Add/Modify ICC, Add/Modify Historian Database points., Update Group Points file. |  | Rev 0 | 2011-09-07 | X | X | X | X | X | X | X | X | X | X | X | X | X | X | X | X | X | X | X | X | X | X | X | X | X | X | X | X | X | X | X | X | X | X | X | X | X | X | X | X | X | X | X | n/a | n/a | n/a | n/a | n/a | n/a | X | n/a | n/a | n/a | n/a | X | X | X | X | n/a | n/a | n/a | n/a | n/a | n/a | n/a | n/a | n/a | n/a | n/a | n/a | n/a | n/a | n/a | n/a | X | X | X | n/a | n/a | n/a | n/a
FDI-0039 | LT0-31113-0076 | 1 | Installation of FDI LT0-31113-0076. Add/Modify ICC, Add/Modify Historian Database points., Update Group Points file. |  | Rev 1 | 2011-09-20 | X | X | X | X | X | X | X | X | X | X | X | X | X | X | X | X | X | X | X | X | X | X | X | X | X | X | X | X | X | X | X | X | X | X | X | X | X | X | X | X | X | X | X | n/a | n/a | n/a | n/a | n/a | n/a | X | n/a | n/a | n/a | n/a | n/a | X | X | X | n/a | n/a | n/a | n/a | n/a | n/a | n/a | n/a | n/a | n/a | n/a | n/a | n/a | n/a | n/a | n/a | X | X | X | n/a | n/a | n/a | n/a
FDI-0040 | LT0-31113-0083 | 0 | Installation of FDI LT0-31113-0083. Add/Modify ICC, Add/Modify Historian Database points., Update Group Points file. |  | Rev 0 | 2011-09-20 | X | X | X | X | X | X | X | X | X | X | X | X | X | X | X | X | X | X | X | X | X | X | X | X | X | X | X | X | X | X | X | X | X | X | X | X | X | X | X | X | X | X | X | n/a | n/a | n/a | n/a | n/a | n/a | X | n/a | n/a | n/a | n/a | n/a | X | X | X | n/a | n/a | n/a | n/a | n/a | n/a | n/a | n/a | n/a | n/a | n/a | n/a | n/a | n/a | n/a | n/a | X | X | X | n/a | n/a | n/a | n/a
FDI-0041 | LT0-31113-0075 | 0 | Installation of FDI LT0-31113-0075. Add/Modify ICC, Add/Modify Historian Database points. |  | Rev 0 | 2011-09-20 | n/a | n/a | n/a | n/a | n/a | n/a | n/a | n/a | n/a | n/a | n/a | n/a | n/a | n/a | n/a | n/a | n/a | n/a | n/a | n/a | n/a | n/a | n/a | n/a | n/a | n/a | n/a | n/a | n/a | n/a | X | n/a | n/a | n/a | n/a | n/a | n/a | n/a | n/a | n/a | n/a | X | n/a | n/a | n/a | n/a | n/a | n/a | n/a | X | n/a | n/a | n/a | n/a | n/a | n/a | n/a | n/a | n/a | n/a | n/a | n/a | n/a | n/a | n/a | n/a | n/a | n/a | n/a | n/a | n/a | n/a | n/a | n/a | n/a | n/a | n/a | n/a | n/a | n/a | n/a
FDI-0042 | LT0-31113-0084 | 0 | Installation of FDI LT0-31113-0084. Add/Modify ICC. |  | Rev 0 | 2011-10-25 | n/a | n/a | n/a | n/a | n/a | n/a | n/a | n/a | n/a | n/a | n/a | n/a | n/a | n/a | n/a | n/a | n/a | n/a | n/a | n/a | n/a | n/a | n/a | n/a | n/a | n/a | n/a | n/a | n/a | n/a | X | n/a | n/a | n/a | n/a | n/a | n/a | n/a | n/a | n/a | n/a | n/a | n/a | n/a | n/a | n/a | n/a | n/a | n/a | n/a | n/a | n/a | n/a | n/a | n/a | n/a | n/a | n/a | n/a | n/a | n/a | n/a | n/a | n/a | n/a | n/a | n/a | n/a | n/a | n/a | n/a | n/a | n/a | n/a | n/a | n/a | n/a | n/a | n/a | n/a | n/a
FDI-0043 | LT0-31113-0088 | 2 | Installation of FDI LT0-31113-0088. Add/Modify Blocks for ICC. Graphic Modifications |  | Rev 2 | 11/18/2011, 7/5/2012 | X | X | X | X | X | X | X | X | X | X | X | X | X | X | X | X | X | X | X | X | X | X | X | X | X | X | X | X | X | X | X | X | X | X | X | X | X | X | X | X | X | X | X | n/a | n/a | n/a | n/a | n/a | n/a | n/a | n/a | n/a | n/a | n/a | X | X | X | X | n/a | n/a | n/a | n/a | n/a | n/a | n/a | n/a | n/a | n/a | n/a | n/a | n/a | n/a | n/a | n/a | X | X | X | n/a | n/a | n/a | n/a
FDI-0044 | LT0-31113-0085 | 2 | Installation of FDI LT0-31113-0085. Add/Modify ICC, Add/Modify Historian Database points., Update Group Points file, Modify Block Status Report . |  | Rev 2 | 10/28/2011, 1/27/2014 | X | X | X | X | X | X | X | X | X | X | X | X | X | X | X | X | X | X | X | X | X | X | X | X | X | X | X | X | X | X | X | X | X | X | X | X | X | X | X | X | X | X | X | n/a | n/a | n/a | n/a | n/a | n/a | n/a | n/a | n/a | n/a | n/a | X | X | X | X | n/a | n/a | n/a | n/a | n/a | n/a | n/a | n/a | n/a | n/a | n/a | n/a | n/a | X | n/a | n/a | X | X | X | n/a | n/a | n/a | n/a
FDI-0045 | LT0-31113-0094 | 0 | Installation of FDI LT0-31113-0094. Add/Modify ICC, Add/Modify Historian Database points., Update Group Points file. |  | Rev 0 | 2011-12-21 | X | X | X | X | X | X | X | X | X | X | X | X | X | X | X | X | X | X | X | X | X | X | X | X | X | X | X | X | X | X | X | X | X | X | X | X | X | X | X | X | X | X | X | n/a | n/a | n/a | n/a | n/a | n/a | X | n/a | n/a | n/a | n/a | n/a | X | X | X | n/a | n/a | n/a | n/a | n/a | n/a | n/a | n/a | n/a | n/a | n/a | n/a | n/a | n/a | n/a | n/a | X | X | X | n/a | n/a | n/a | n/a
FDI-0046 | LT0-31113-0090 | 1 | Installation of FDI LT0-31113-0090. Add/Modify ICC, Add/Modify Historian Database points., Update Group Points file. FDSI OPC |  | Rev 1 | 2012-03-26 | X | X | X | X | X | X | X | X | X | X | X | X | X | X | X | X | X | X | X | X | X | X | X | X | X | X | X | X | X | X | X | X | X | X | X | X | X | X | X | X | X | X | X | n/a | n/a | n/a | n/a | X | n/a | n/a | n/a | n/a | n/a | n/a | n/a | X | X | X | n/a | n/a | n/a | n/a | n/a | n/a | n/a | n/a | n/a | n/a | n/a | n/a | n/a | n/a | n/a | n/a | X | X | X | n/a | n/a | n/a | n/a
FDI-0047 | LT0-31113-0091 | 0 | Installation of FDI LT0-31113-0091. Add/Modify ICC. |  | Rev 0 | 2011-11-07 | n/a | n/a | n/a | n/a | n/a | n/a | n/a | n/a | n/a | n/a | n/a | n/a | n/a | n/a | n/a | n/a | n/a | n/a | n/a | n/a | n/a | n/a | n/a | n/a | n/a | n/a | n/a | n/a | n/a | n/a | X | n/a | n/a | n/a | n/a | n/a | n/a | n/a | n/a | n/a | X | n/a | n/a | n/a | n/a | n/a | n/a | n/a | n/a | n/a | n/a | n/a | n/a | n/a | n/a | n/a | n/a | n/a | n/a | n/a | n/a | n/a | n/a | n/a | n/a | n/a | n/a | n/a | n/a | n/a | n/a | n/a | n/a | n/a | n/a | n/a | n/a | n/a | n/a | n/a | n/a
FDI-0048 | LT0-31113-0095 | 0 | Installation of FDI LT0-31113-0095. Add/Modify Blocks for ICC. Graphic Modifications |  | Rev 0 | 2011-11-18 | X | X | X | X | X | X | X | X | X | X | X | X | X | X | X | X | X | X | X | X | X | X | X | X | X | X | X | X | X | X | X | X | X | X | X | X | X | X | X | X | X | X | X | n/a | n/a | n/a | n/a | n/a | n/a | n/a | n/a | n/a | n/a | n/a | n/a | X | X | X | n/a | n/a | n/a | n/a | n/a | n/a | n/a | n/a | n/a | n/a | n/a | n/a | n/a | n/a | n/a | n/a | X | X | X | n/a | n/a | n/a | n/a
FDI-0049 | LT0-31113-0097 | 0 | Installation of FDI LT0-31113-0097. Add/Modify ICC, Add/Modify Historian Database points., Update Group Points file. |  | Rev 0 | 2011-12-21 | X | X | X | X | X | X | X | X | X | X | X | X | X | X | X | X | X | X | X | X | X | X | X | X | X | X | X | X | X | X | X | X | X | X | X | X | X | X | X | X | X | X | X | n/a | n/a | n/a | n/a | n/a | n/a | n/a | n/a | n/a | n/a | n/a | X | X | X | X | n/a | n/a | n/a | n/a | n/a | n/a | n/a | n/a | n/a | n/a | n/a | n/a | n/a | n/a | n/a | n/a | X | X | X | n/a | n/a | n/a | n/a
FDI-0050 | LT0-31113-0099 | 0 | Installation of FDI LT0-31113-0099. Add/Modify ICC. |  | Rev 0 | 2011-12-21 | n/a | n/a | n/a | n/a | n/a | n/a | n/a | n/a | n/a | n/a | n/a | n/a | n/a | n/a | n/a | n/a | n/a | n/a | n/a | n/a | n/a | n/a | n/a | n/a | n/a | n/a | n/a | n/a | n/a | n/a | X | n/a | n/a | n/a | n/a | n/a | n/a | n/a | n/a | n/a | n/a | n/a | n/a | n/a | n/a | n/a | n/a | n/a | n/a | n/a | n/a | n/a | n/a | n/a | n/a | n/a | n/a | n/a | n/a | n/a | n/a | n/a | n/a | n/a | n/a | n/a | n/a | n/a | n/a | n/a | n/a | n/a | n/a | n/a | n/a | n/a | n/a | n/a | n/a | n/a | n/a
FDI-0051 | LT0-31113-0103 | 0 | Installation of FDI LT0-31113-0103. Add/Modify ICC. |  | Rev 0 | 2011-12-22 | n/a | n/a | n/a | n/a | n/a | n/a | n/a | n/a | n/a | n/a | n/a | n/a | n/a | n/a | n/a | n/a | n/a | n/a | n/a | n/a | n/a | n/a | n/a | n/a | n/a | n/a | n/a | n/a | n/a | n/a | X | n/a | n/a | n/a | n/a | n/a | n/a | n/a | n/a | n/a | n/a | n/a | n/a | n/a | n/a | n/a | n/a | n/a | n/a | n/a | n/a | n/a | n/a | n/a | n/a | n/a | n/a | n/a | n/a | n/a | n/a | n/a | n/a | n/a | n/a | n/a | n/a | n/a | n/a | n/a | n/a | n/a | n/a | n/a | n/a | n/a | n/a | n/a | n/a | n/a | n/a
FDI-0052 | LT0-31113-0115 | 2 | Installation of FDI LT0-31113-0115. Add/Modify ICC, Add/Modify Historian Database points., Update Group Points file. |  | Rev 2 | 3/16/2012, 7/6/2012 | X | X | X | X | X | X | X | X | X | X | X | X | X | X | X | X | X | X | X | X | X | X | X | X | X | X | X | X | X | X | X | X | X | X | X | X | X | X | X | X | X | X | X | n/a | n/a | n/a | n/a | n/a | n/a | n/a | n/a | n/a | n/a | n/a | X | X | X | X | n/a | n/a | n/a | n/a | n/a | n/a | n/a | n/a | n/a | n/a | n/a | n/a | n/a | n/a | n/a | n/a | X | X | X | n/a | n/a | n/a | n/a
FDI-0053 | LT0-31113-0096 | 3 | Installation of FDI LT0-31113-0096. Update mpl.dat, fox.dll, SMDH & AAS MM. QF1031834E & QF1056233, Provided updated ams files. |  | Rev 3 | 6/17/2013, 1/28/2014 | n/a | n/a | n/a | n/a | n/a | n/a | n/a | n/a | n/a | n/a | n/a | n/a | n/a | n/a | n/a | n/a | n/a | n/a | n/a | n/a | n/a | n/a | n/a | n/a | n/a | n/a | n/a | n/a | n/a | n/a | X | X | n/a | n/a | n/a | n/a | n/a | n/a | n/a | n/a | n/a | n/a | n/a | n/a | n/a | n/a | n/a | n/a | n/a | n/a | n/a | n/a | n/a | n/a | n/a | n/a | n/a | n/a | n/a | n/a | n/a | n/a | n/a | n/a | n/a | n/a | n/a | n/a | n/a | n/a | n/a | n/a | n/a | n/a | n/a | n/a | n/a | n/a | n/a | n/a | n/a
FDI-0054 | LT0-31113-0110 | 3 | Installation of FDI LT0-31113-0110. Add/Modify ICC, Add/Modify Historian Database points., Update Group Points file, Update MM. |  | Rev 3 | 3/5/2012, 12/4/2012, 1/28/2014 | X | X | X | X | X | X | X | X | X | X | X | X | X | X | X | X | X | X | X | X | X | X | X | X | X | X | X | X | X | X | X | X | X | X | X | X | X | X | X | X | X | X | X | n/a | n/a | n/a | n/a | n/a | n/a | n/a | n/a | n/a | n/a | n/a | X | X | X | X | n/a | n/a | n/a | n/a | n/a | n/a | X | X | n/a | n/a | n/a | n/a | n/a | n/a | n/a | n/a | X | X | X | n/a | n/a | n/a | n/a
FDI-0055 | LT0-31113-0122 | 0 | Installation of FDI LT0-31113-0122. Add/Modify ICC, Add/Modify Historian Database points., Update Group Points file. |  | Rev 0 | 2012-03-05 | X | X | X | X | X | X | X | X | X | X | X | X | X | X | X | X | X | X | X | X | X | X | X | X | X | X | X | X | X | X | X | X | X | X | X | X | X | X | X | X | X | X | X | n/a | n/a | n/a | n/a | n/a | n/a | X | n/a | n/a | n/a | n/a | n/a | X | X | X | n/a | n/a | n/a | n/a | n/a | n/a | n/a | n/a | n/a | n/a | n/a | n/a | n/a | n/a | n/a | n/a | X | X | X | n/a | n/a | n/a | n/a
FDI-0056 | LT0-31113-0128 | 0 | Installation of FDI LT0-31113-0128. Installation of hardware FC1 converter & Cable |  | Rev 0 | 2013-03-29 | n/a | n/a | n/a | n/a | n/a | n/a | n/a | n/a | n/a | n/a | n/a | n/a | n/a | n/a | n/a | n/a | n/a | n/a | n/a | n/a | n/a | n/a | n/a | n/a | n/a | n/a | n/a | n/a | n/a | n/a | n/a | n/a | n/a | n/a | n/a | n/a | n/a | n/a | n/a | n/a | n/a | n/a | n/a | n/a | n/a | n/a | n/a | n/a | n/a | n/a | n/a | n/a | n/a | n/a | n/a | n/a | n/a | n/a | n/a | n/a | n/a | n/a | n/a | n/a | n/a | n/a | n/a | n/a | n/a | n/a | n/a | n/a | n/a | n/a | n/a | n/a | n/a | n/a | n/a | n/a | n/a
FDI-0057 | LT0-31113-0129 | 0 | Installation of FDI LT0-31113-0129 ICC changes |  | Rev 0 | 2012-02-22 | n/a | n/a | n/a | n/a | n/a | n/a | n/a | n/a | n/a | n/a | n/a | n/a | n/a | n/a | n/a | n/a | n/a | n/a | n/a | n/a | n/a | n/a | n/a | n/a | n/a | n/a | n/a | n/a | n/a | n/a | X | n/a | n/a | n/a | n/a | n/a | n/a | n/a | n/a | n/a | n/a | n/a | n/a | n/a | n/a | n/a | n/a | n/a | n/a | n/a | n/a | n/a | n/a | n/a | n/a | n/a | n/a | n/a | n/a | n/a | n/a | n/a | n/a | n/a | n/a | n/a | n/a | n/a | n/a | n/a | n/a | n/a | n/a | n/a | n/a | n/a | n/a | n/a | n/a | n/a | n/a
FDI-0058 | LT0-31113-0124 | 0 | Installation of FDI LT0-31113-0124. Add/Modify ICC, Add/Modify Historian Database points., Update Group Points file. |  | Rev 0 | 2012-03-02 | X | X | X | X | X | X | X | X | X | X | X | X | X | X | X | X | X | X | X | X | X | X | X | X | X | X | X | X | X | X | X | X | X | X | X | X | X | X | X | X | X | X | X | n/a | n/a | n/a | n/a | n/a | n/a | X | n/a | n/a | n/a | n/a | n/a | X | X | X | n/a | n/a | n/a | n/a | n/a | n/a | n/a | n/a | n/a | n/a | n/a | n/a | n/a | n/a | n/a | n/a | X | X | X | n/a | n/a | n/a | n/a
FDI-0059 | LT0-31113-0123 | 0 | Installation of FDI LT0-31113-0123 ICC changes |  | Rev 0 | 2010-03-12 | n/a | n/a | n/a | n/a | n/a | n/a | n/a | n/a | n/a | n/a | n/a | n/a | n/a | n/a | n/a | n/a | n/a | n/a | n/a | n/a | n/a | n/a | n/a | n/a | n/a | n/a | n/a | n/a | n/a | n/a | X | n/a | n/a | n/a | n/a | n/a | n/a | n/a | n/a | n/a | n/a | n/a | n/a | n/a | n/a | n/a | n/a | n/a | n/a | n/a | n/a | n/a | n/a | n/a | n/a | n/a | n/a | n/a | n/a | n/a | n/a | n/a | n/a | n/a | n/a | n/a | n/a | n/a | n/a | n/a | n/a | n/a | n/a | n/a | n/a | n/a | n/a | n/a | n/a | n/a | n/a
FDI-0060 | LT0-31113-0132 | 0 | Installation of FDI LT0-31113-0132 ICC changes |  | Rev 0 | 2012-03-02 | n/a | n/a | n/a | n/a | n/a | n/a | n/a | n/a | n/a | n/a | n/a | n/a | n/a | n/a | n/a | n/a | n/a | n/a | n/a | n/a | n/a | n/a | n/a | n/a | n/a | n/a | n/a | n/a | n/a | n/a | X | n/a | n/a | n/a | n/a | n/a | n/a | n/a | n/a | n/a | n/a | n/a | n/a | n/a | n/a | n/a | n/a | n/a | n/a | n/a | n/a | n/a | n/a | n/a | n/a | n/a | n/a | n/a | n/a | n/a | n/a | n/a | n/a | n/a | n/a | n/a | n/a | n/a | n/a | n/a | n/a | n/a | n/a | n/a | n/a | n/a | n/a | n/a | n/a | n/a | n/a
FDI-0061 | LT0-31113-0135 | 4 | Installation of FDI LT0-31113-0135. Add/Modify ICC, Add/Modify Graphics, Update MM points. |  | Rev 4 | 3/26/2012, 7/27/2012 | X | X | X | X | X | X | X | X | X | X | X | X | X | X | X | X | X | X | X | X | X | X | X | X | X | X | X | X | X | X | X | X | X | X | X | X | X | X | X | X | X | X | X | n/a | n/a | n/a | n/a | n/a | n/a | n/a | n/a | n/a | n/a | n/a | n/a | X | X | X | n/a | n/a | n/a | n/a | n/a | n/a | X | X | n/a | n/a | n/a | n/a | n/a | n/a | n/a | n/a | X | X | X | n/a | n/a | n/a | n/a
FDI-0062 | LT0-31113-0139 | 0 | Installation of FDI LT0-31113-0139 Environment Permissions |  | Rev 0 | 2012-03-26 | n/a | n/a | n/a | n/a | n/a | n/a | n/a | n/a | n/a | n/a | n/a | n/a | n/a | n/a | n/a | n/a | n/a | n/a | n/a | n/a | n/a | n/a | n/a | n/a | n/a | n/a | n/a | n/a | n/a | n/a | X | X | n/a | n/a | n/a | n/a | n/a | n/a | n/a | n/a | n/a | n/a | n/a | n/a | n/a | n/a | n/a | n/a | n/a | n/a | n/a | n/a | n/a | n/a | n/a | n/a | n/a | n/a | n/a | n/a | n/a | n/a | n/a | n/a | n/a | n/a | n/a | n/a | n/a | n/a | n/a | n/a | n/a | n/a | n/a | n/a | n/a | n/a | n/a | n/a | n/a
FDI-0063 | LT0-31113-0138 | 0 | Installation of FDI LT0-31113-0138. Add/Modify ICC, Add/Modify Historian Database points, Update Group Points file, Update MM points. |  | Rev 0 | 2012-04-12 | X | X | X | X | X | X | X | X | X | X | X | X | X | X | X | X | X | X | X | X | X | X | X | X | X | X | X | X | X | X | X | X | X | X | X | X | X | X | X | X | X | X | X | n/a | n/a | n/a | n/a | X | n/a | n/a | n/a | n/a | n/a | n/a | n/a | X | X | X | n/a | n/a | n/a | n/a | n/a | n/a | X | X | n/a | n/a | n/a | n/a | n/a | n/a | n/a | n/a | X | X | X | n/a | n/a | n/a | n/a
FDI-0064 | LT0-31113-0137 | 2 | Installation of FDI LT0-31113-0137. Add/Modify ICC, Add/Modify Historian Database points., Update Group Points file. |  | Rev 2 | 4/9/2012, 7/20/2012 | X | X | X | X | X | X | X | X | X | X | X | X | X | X | X | X | X | X | X | X | X | X | X | X | X | X | X | X | X | X | X | X | X | X | X | X | X | X | X | X | X | X | X | n/a | n/a | n/a | n/a | n/a | n/a | X | n/a | n/a | n/a | n/a | n/a | X | X | X | n/a | n/a | n/a | n/a | n/a | n/a | n/a | n/a | n/a | n/a | n/a | n/a | n/a | n/a | n/a | n/a | X | X | X | n/a | n/a | n/a | n/a
FDI-0065 | LT0-31113-0107 | 1 | Installation of FDI LT0-31113-0107 ICC changes |  | Rev 1 | 4/17/2012, 5/22/2012 | n/a | n/a | n/a | n/a | n/a | n/a | n/a | n/a | n/a | n/a | n/a | n/a | n/a | n/a | n/a | n/a | n/a | n/a | n/a | n/a | n/a | n/a | n/a | n/a | n/a | n/a | n/a | n/a | n/a | n/a | X | n/a | n/a | n/a | n/a | n/a | n/a | n/a | n/a | n/a | X | n/a | n/a | n/a | n/a | n/a | n/a | n/a | n/a | n/a | n/a | n/a | n/a | n/a | n/a | n/a | n/a | n/a | n/a | n/a | n/a | n/a | n/a | n/a | n/a | n/a | n/a | n/a | n/a | n/a | n/a | n/a | n/a | n/a | n/a | n/a | n/a | n/a | n/a | n/a | n/a
FDI-0066 | LT0-31113-0090 | 0 | Installation of FDI LT0-31113-0090. Add/Modify MM points. |  | Rev 0 | 2012-05-22 | n/a | n/a | n/a | n/a | n/a | n/a | n/a | n/a | n/a | n/a | n/a | n/a | n/a | n/a | n/a | n/a | n/a | n/a | n/a | n/a | n/a | n/a | n/a | n/a | n/a | n/a | n/a | n/a | n/a | n/a | n/a | n/a | n/a | n/a | n/a | n/a | n/a | n/a | n/a | n/a | n/a | n/a | n/a | n/a | n/a | n/a | n/a | n/a | n/a | n/a | n/a | n/a | n/a | n/a | n/a | n/a | n/a | n/a | n/a | n/a | n/a | n/a | n/a | n/a | X | X | n/a | n/a | n/a | n/a | n/a | n/a | n/a | n/a | n/a | n/a | n/a | n/a | n/a | n/a | n/a
FDI-0067 | LT0-31113-0152 | 1 | Installation of FDI LT0-31113-0152 Graphics changes |  | Rev 1 | 2012-05-23 | n/a | n/a | n/a | n/a | n/a | n/a | n/a | n/a | n/a | n/a | n/a | n/a | n/a | n/a | n/a | n/a | n/a | n/a | n/a | n/a | n/a | n/a | n/a | n/a | n/a | n/a | n/a | n/a | n/a | n/a | X | n/a | n/a | n/a | n/a | n/a | n/a | n/a | n/a | n/a | X | n/a | n/a | n/a | n/a | n/a | n/a | n/a | n/a | n/a | n/a | n/a | n/a | n/a | n/a | n/a | n/a | n/a | n/a | n/a | n/a | n/a | n/a | n/a | n/a | n/a | n/a | n/a | n/a | n/a | n/a | n/a | n/a | n/a | n/a | n/a | n/a | n/a | n/a | n/a | n/a
FDI-0068 | LT0-31113-0144 | 2 | Installation of FDI LT0-31113-0144. Add/Modify ICC, Add/Modify Graphics, Add/Modify Historian Database points, Update Group Points file, Update MM points. |  | Rev 2 | 2012-07-16 | X | X | X | X | X | X | X | X | X | X | X | X | X | X | X | X | X | X | X | X | X | X | X | X | X | X | X | X | X | X | X | X | X | X | X | X | X | X | X | X | X | X | X | n/a | n/a | n/a | n/a | n/a | n/a | X | n/a | n/a | n/a | n/a | n/a | X | X | X | n/a | n/a | n/a | n/a | n/a | n/a | X | X | n/a | n/a | n/a | n/a | n/a | n/a | n/a | n/a | X | X | X | n/a | n/a | n/a | n/a
FDI-0069 | LT0-31113-0148 | 2 | Installation of FDI LT0-31113-0148. Add/Modify ICC, Add/Modify Graphics, Add/Modify Historian Database points, Update Group Points file, Update MM points. |  | Rev 2 | 2012-07-16 | X | X | X | X | X | X | X | X | X | X | X | X | X | X | X | X | X | X | X | X | X | X | X | X | X | X | X | X | X | X | X | X | X | X | X | X | X | X | X | X | X | X | X | n/a | n/a | n/a | n/a | n/a | n/a | X | n/a | n/a | n/a | n/a | n/a | X | X | X | n/a | n/a | n/a | n/a | n/a | n/a | X | X | n/a | n/a | n/a | n/a | n/a | n/a | n/a | n/a | X | X | X | n/a | n/a | n/a | n/a
FDI-0070 | LT1-31113-0149 | 0 | Installation of FDI LT1-31113-0149. Installation of QF1099423 (FCM 1.59) |  | Rev 0 | 2012-07-27 | n/a | n/a | n/a | n/a | n/a | n/a | n/a | n/a | n/a | n/a | n/a | n/a | n/a | n/a | n/a | n/a | n/a | n/a | n/a | n/a | n/a | n/a | n/a | n/a | n/a | n/a | n/a | n/a | n/a | n/a | X | n/a | n/a | n/a | n/a | n/a | n/a | n/a | n/a | n/a | n/a | n/a | n/a | n/a | n/a | n/a | n/a | n/a | n/a | n/a | n/a | n/a | n/a | n/a | n/a | n/a | n/a | n/a | n/a | n/a | n/a | n/a | n/a | n/a | n/a | n/a | n/a | n/a | n/a | n/a | n/a | n/a | n/a | n/a | n/a | n/a | n/a | n/a | n/a | n/a | n/a
FDI-0071 | LT0-31113-0117 | 1 | Installation of FDI LT0-31113-0117 Graphics changes |  | Rev 1 | 2012-07-16 | n/a | n/a | n/a | n/a | n/a | n/a | n/a | n/a | n/a | n/a | n/a | n/a | n/a | n/a | n/a | n/a | n/a | n/a | n/a | n/a | n/a | n/a | n/a | n/a | n/a | n/a | n/a | n/a | n/a | n/a | X | n/a | n/a | n/a | n/a | n/a | n/a | n/a | n/a | n/a | X | n/a | n/a | n/a | n/a | n/a | n/a | n/a | n/a | n/a | n/a | n/a | n/a | n/a | n/a | n/a | n/a | n/a | n/a | n/a | n/a | n/a | n/a | n/a | n/a | n/a | n/a | n/a | n/a | n/a | n/a | n/a | n/a | n/a | n/a | n/a | n/a | n/a | n/a | n/a | n/a
FDI-0072 | LT0-31113-0163 | 0 | Installation of FDI LT0-31113-0163 Graphics changes |  | Rev 0 | 2012-10-11 | n/a | n/a | n/a | n/a | n/a | n/a | n/a | n/a | n/a | n/a | n/a | n/a | n/a | n/a | n/a | n/a | n/a | n/a | n/a | n/a | n/a | n/a | n/a | n/a | n/a | n/a | n/a | n/a | n/a | n/a | X | n/a | n/a | n/a | n/a | n/a | n/a | n/a | n/a | n/a | X | n/a | n/a | n/a | n/a | n/a | n/a | n/a | n/a | n/a | n/a | n/a | n/a | n/a | n/a | n/a | n/a | n/a | n/a | n/a | n/a | n/a | n/a | n/a | n/a | n/a | n/a | n/a | n/a | n/a | n/a | n/a | n/a | n/a | n/a | n/a | n/a | n/a | n/a | n/a | n/a
FDI-0073 | LT0-31113-0117 | 2 | Installation of FDI LT0-31113-0117. Add/Modify ICC, Add/Modify Historian Database points, Update Group Points file, Update MM points. |  | Rev 2 | 2012-07-16 | X | X | X | X | X | X | X | X | X | X | X | X | X | X | X | X | X | X | X | X | X | X | X | X | X | X | X | X | X | X | X | X | X | X | X | X | X | X | X | X | X | X | X | n/a | n/a | n/a | n/a | n/a | n/a | n/a | n/a | n/a | n/a | n/a | X | X | X | X | n/a | n/a | n/a | n/a | n/a | n/a | X | X | n/a | n/a | n/a | n/a | n/a | n/a | n/a | n/a | X | X | X | n/a | n/a | n/a | n/a
FDI-0074 | LT0-31113-0157 | 1 | Installation of FDI LT0-31113-0157 Graphics changes |  | Rev 1 | 2012-06-25 | n/a | n/a | n/a | n/a | n/a | n/a | n/a | n/a | n/a | n/a | n/a | n/a | n/a | n/a | n/a | n/a | n/a | n/a | n/a | n/a | n/a | n/a | n/a | n/a | n/a | n/a | n/a | n/a | n/a | n/a | X | n/a | n/a | n/a | n/a | n/a | n/a | n/a | n/a | n/a | X | n/a | n/a | n/a | n/a | n/a | n/a | n/a | n/a | n/a | n/a | n/a | n/a | n/a | n/a | n/a | n/a | n/a | n/a | n/a | n/a | n/a | n/a | n/a | n/a | n/a | n/a | n/a | n/a | n/a | n/a | n/a | n/a | n/a | n/a | n/a | n/a | n/a | n/a | n/a | n/a
FDI-0075 | LT0-31113-0154 | 0 | Installation of FDI LT0-31113-0154 Graphics changes |  | Rev 0 | 2012-07-05 | n/a | n/a | n/a | n/a | n/a | n/a | n/a | n/a | n/a | n/a | n/a | n/a | n/a | n/a | n/a | n/a | n/a | n/a | n/a | n/a | n/a | n/a | n/a | n/a | n/a | n/a | n/a | n/a | n/a | n/a | X | n/a | n/a | n/a | n/a | n/a | n/a | n/a | n/a | n/a | X | n/a | n/a | n/a | n/a | n/a | n/a | n/a | n/a | n/a | n/a | n/a | n/a | n/a | n/a | n/a | n/a | n/a | n/a | n/a | n/a | n/a | n/a | n/a | n/a | n/a | n/a | n/a | n/a | n/a | n/a | n/a | n/a | n/a | n/a | n/a | n/a | n/a | n/a | n/a | n/a
FDI-0076 | LT0-31113-0115 | 3 | Installation of FDI LT0-31113-0115 Graphics changes |  | Rev 3 | 2012-07-06 | n/a | n/a | n/a | n/a | n/a | n/a | n/a | n/a | n/a | n/a | n/a | n/a | n/a | n/a | n/a | n/a | n/a | n/a | n/a | n/a | n/a | n/a | n/a | n/a | n/a | n/a | n/a | n/a | n/a | n/a | X | n/a | n/a | n/a | n/a | n/a | n/a | n/a | n/a | n/a | X | n/a | n/a | n/a | n/a | n/a | n/a | n/a | n/a | n/a | n/a | n/a | n/a | n/a | n/a | n/a | n/a | n/a | n/a | n/a | n/a | n/a | n/a | n/a | n/a | n/a | n/a | n/a | n/a | n/a | n/a | n/a | n/a | n/a | n/a | n/a | n/a | n/a | n/a | n/a | n/a
FDI-0077 | LT0-31113-0165 | 0 | Installation of FDI LT0-31113-0165 Graphics changes |  | Rev 0 | 2012-07-05 | n/a | n/a | n/a | n/a | n/a | n/a | n/a | n/a | n/a | n/a | n/a | n/a | n/a | n/a | n/a | n/a | n/a | n/a | n/a | n/a | n/a | n/a | n/a | n/a | n/a | n/a | n/a | n/a | n/a | n/a | X | n/a | n/a | n/a | n/a | n/a | n/a | n/a | n/a | n/a | X | n/a | n/a | n/a | n/a | n/a | n/a | n/a | n/a | n/a | n/a | n/a | n/a | n/a | n/a | n/a | n/a | n/a | n/a | n/a | n/a | n/a | n/a | n/a | n/a | n/a | n/a | n/a | n/a | n/a | n/a | n/a | n/a | n/a | n/a | n/a | n/a | n/a | n/a | n/a | n/a
FDI-0078 | LT0-31113-0170 | 1 | Installation of FDI LT0-31113-0170. Install of SP3 and sercuity patches on EEC & EOF stations. |  | Rev 1 | 2012-09-11 | n/a | n/a | n/a | n/a | n/a | n/a | n/a | n/a | n/a | n/a | n/a | n/a | n/a | n/a | n/a | n/a | n/a | n/a | n/a | n/a | n/a | n/a | n/a | n/a | n/a | n/a | n/a | n/a | n/a | n/a | n/a | n/a | n/a | n/a | n/a | n/a | n/a | n/a | n/a | n/a | n/a | n/a | n/a | n/a | n/a | n/a | n/a | n/a | n/a | n/a | n/a | n/a | n/a | n/a | n/a | n/a | n/a | n/a | n/a | n/a | n/a | n/a | n/a | n/a | n/a | n/a | n/a | n/a | n/a | n/a | n/a | n/a | n/a | n/a | n/a | n/a | n/a | X | X | X | X
FDI-0079 | LT0-31113-0175 | 0 | Installation of FDI LT0-31113-0175 Graphics changes |  | Rev 0 | 2012-07-12 | n/a | n/a | n/a | n/a | n/a | n/a | n/a | n/a | n/a | n/a | n/a | n/a | n/a | n/a | n/a | n/a | n/a | n/a | n/a | n/a | n/a | n/a | n/a | n/a | n/a | n/a | n/a | n/a | n/a | n/a | X | n/a | n/a | n/a | n/a | n/a | n/a | n/a | n/a | n/a | X | n/a | n/a | n/a | n/a | n/a | n/a | n/a | n/a | n/a | n/a | n/a | n/a | n/a | n/a | n/a | n/a | n/a | n/a | n/a | n/a | n/a | n/a | n/a | n/a | n/a | n/a | n/a | n/a | n/a | n/a | n/a | n/a | n/a | n/a | n/a | n/a | n/a | n/a | n/a | n/a
FDI-0080 |  |  | Open |  | Rev 0 |  | n/a | n/a | n/a | n/a | n/a | n/a | n/a | n/a | n/a | n/a | n/a | n/a | n/a | n/a | n/a | n/a | n/a | n/a | n/a | n/a | n/a | n/a | n/a | n/a | n/a | n/a | n/a | n/a | n/a | n/a | n/a | n/a | n/a | n/a | n/a | n/a | n/a | n/a | n/a | n/a | n/a | n/a | n/a | n/a | n/a | n/a | n/a | n/a | n/a | n/a | n/a | n/a | n/a | n/a | n/a | n/a | n/a | n/a | n/a | n/a | n/a | n/a | n/a | n/a | n/a | n/a | n/a | n/a | n/a | n/a | n/a | n/a | n/a | n/a | n/a | n/a | n/a | n/a | n/a | n/a | n/a
FDI-0081 |  |  | Open |  | Rev 0 |  | n/a | n/a | n/a | n/a | n/a | n/a | n/a | n/a | n/a | n/a | n/a | n/a | n/a | n/a | n/a | n/a | n/a | n/a | n/a | n/a | n/a | n/a | n/a | n/a | n/a | n/a | n/a | n/a | n/a | n/a | n/a | n/a | n/a | n/a | n/a | n/a | n/a | n/a | n/a | n/a | n/a | n/a | n/a | n/a | n/a | n/a | n/a | n/a | n/a | n/a | n/a | n/a | n/a | n/a | n/a | n/a | n/a | n/a | n/a | n/a | n/a | n/a | n/a | n/a | n/a | n/a | n/a | n/a | n/a | n/a | n/a | n/a | n/a | n/a | n/a | n/a | n/a | n/a | n/a | n/a | n/a
FDI-0082 | LT0-31113-0173 | 0 | Installation of FDI LT0-31113-0173. Add/Modify ICC. |  | Rev 0 | 2012-08-08 | n/a | n/a | n/a | n/a | n/a | n/a | n/a | n/a | n/a | n/a | n/a | n/a | n/a | n/a | n/a | n/a | n/a | n/a | n/a | n/a | n/a | n/a | n/a | n/a | n/a | n/a | n/a | n/a | n/a | n/a | X | n/a | n/a | n/a | n/a | n/a | n/a | n/a | n/a | n/a | n/a | n/a | n/a | n/a | n/a | n/a | n/a | n/a | n/a | n/a | n/a | n/a | n/a | n/a | n/a | n/a | n/a | n/a | n/a | n/a | n/a | n/a | n/a | n/a | n/a | n/a | n/a | n/a | n/a | n/a | n/a | n/a | n/a | n/a | n/a | n/a | n/a | n/a | n/a | n/a | n/a
FDI-0083 | LT0-31113-0156 | 1 | Installation of FDI LT0-31113-0156. Add/Modify ICC, Add/Modify Historian Database points, Update Group Points file, Update MM points. |  | Rev 1 | 8/8/2012, 12/13/2013, 5/16/2014 | X | X | X | X | X | X | X | X | X | X | X | X | X | X | X | X | X | X | X | X | X | X | X | X | X | X | X | X | X | X | X | X | X | X | X | X | X | X | X | X | X | X | X | n/a | n/a | n/a | n/a | X | n/a | n/a | n/a | n/a | n/a | n/a | n/a | X | X | X | n/a | n/a | n/a | n/a | n/a | n/a | X | X | n/a | n/a | n/a | n/a | n/a | n/a | n/a | n/a | X | X | X | n/a | n/a | n/a | n/a
FDI-0084 | LT0-31113-0185 | 2 | Installation of FDI LT0-31113-0185. Installation of Time Strobe Driver 2.1 & update hpstk.exe & ntpd.exe. QF1013654 replaced by QF1129257 & QF1183542B. | QF1144535 replaced by 1183542B | Rev 2 | 7/7/2013, 12/12/2013, 04/02/2014 | X | X | X | X | X | X | X | X | X | X | X | X | X | X | X | X | X | X | X | X | X | X | X | X | X | X | X | X | X | X | X | X | X | X | X | X | X | X | X | X | X | X | X | X | X | X | X | X | X | X | X | X | X | X | X | X | X | X | X | X | X | X | X | X | X | X | X | X | X | X | X | X | X | X | X | X | X | n/a | n/a | n/a | n/a
FDI-0085 | LT0-31113-0182 | 1 | Installation of FDI LT0-31113-0182. Add/Modify ICC, Add/Modify Historian Database points., Update Group Points file. |  | Rev 1 | 10/17/2012, 3/18/2013 | X | X | X | X | X | X | X | X | X | X | X | X | X | X | X | X | X | X | X | X | X | X | X | X | X | X | X | X | X | X | X | X | X | X | X | X | X | X | X | X | X | X | X | n/a | n/a | n/a | n/a | n/a | n/a | X | n/a | n/a | n/a | n/a | X | X | X | X | n/a | n/a | n/a | n/a | n/a | n/a | n/a | n/a | n/a | n/a | n/a | n/a | n/a | n/a | n/a | n/a | X | X | X | n/a | n/a | n/a | n/a
FDI-0086 | LT0-31113-0145 | 1 | Installation of FDI LT0-31113-0145. Add/Modify ICC, Add/Modify Historian Database points, Update Group Points file. |  | Rev 1 | 2012-09-24 | X | X | X | X | X | X | X | X | X | X | X | X | X | X | X | X | X | X | X | X | X | X | X | X | X | X | X | X | X | X | X | X | X | X | X | X | X | X | X | X | X | X | X | n/a | n/a | n/a | n/a | n/a | n/a | X | n/a | n/a | n/a | n/a | n/a | X | X | X | n/a | n/a | n/a | n/a | n/a | n/a | n/a | n/a | n/a | n/a | n/a | n/a | n/a | n/a | n/a | n/a | X | X | X | n/a | n/a | n/a | n/a
FDI-0087 | LT0-31113-0189 | 0 | Installation of FDI LT0-31113-0189. Update foxboro.sys & REDLManager. QF1020334C & QF1013764 |  | Rev 0 | 2012-10-30 | n/a | n/a | n/a | n/a | n/a | n/a | n/a | n/a | n/a | n/a | n/a | n/a | n/a | n/a | n/a | n/a | n/a | n/a | n/a | n/a | n/a | n/a | n/a | n/a | n/a | n/a | n/a | n/a | n/a | n/a | X | X | n/a | n/a | n/a | n/a | n/a | n/a | n/a | n/a | n/a | n/a | n/a | n/a | n/a | n/a | n/a | n/a | n/a | n/a | n/a | n/a | n/a | n/a | n/a | n/a | n/a | n/a | n/a | n/a | n/a | n/a | n/a | n/a | n/a | n/a | n/a | n/a | n/a | n/a | n/a | n/a | n/a | n/a | n/a | n/a | n/a | n/a | n/a | n/a | n/a
FDI-0088 | LT0-31113-0198 | 0 | Installation of FDI LT0-31113-0198. Add/Modify ICC. |  | Rev 0 | 2012-10-17 | n/a | n/a | n/a | n/a | n/a | n/a | n/a | n/a | n/a | n/a | n/a | n/a | n/a | n/a | n/a | n/a | n/a | n/a | n/a | n/a | n/a | n/a | n/a | n/a | n/a | n/a | n/a | n/a | n/a | n/a | X | n/a | n/a | n/a | n/a | n/a | n/a | n/a | n/a | n/a | n/a | n/a | n/a | n/a | n/a | n/a | n/a | n/a | n/a | n/a | n/a | n/a | n/a | n/a | n/a | n/a | n/a | n/a | n/a | n/a | n/a | n/a | n/a | n/a | n/a | n/a | n/a | n/a | n/a | n/a | n/a | n/a | n/a | n/a | n/a | n/a | n/a | n/a | n/a | n/a | n/a
FDI-0089 | LT0-31113-0200 | 0 | Installation of FDI LT0-31113-0200. Add/Modify ICC, Add/Modify Historian Database points, Update Group Points file. |  | Rev 0 | 2012-10-25 | X | X | X | X | X | X | X | X | X | X | X | X | X | X | X | X | X | X | X | X | X | X | X | X | X | X | X | X | X | X | X | X | X | X | X | X | X | X | X | X | X | X | X | n/a | n/a | n/a | n/a | n/a | n/a | n/a | n/a | n/a | n/a | n/a | X | X | X | X | n/a | n/a | n/a | n/a | n/a | n/a | n/a | n/a | n/a | n/a | n/a | n/a | n/a | n/a | n/a | n/a | X | X | X | n/a | n/a | n/a | n/a
FDI-0090 | LT0-31113-0208 | 0 | Installation of FDI LT0-31113-0208 ICC changes |  | Rev 0 | 2013-02-07 | n/a | n/a | n/a | n/a | n/a | n/a | n/a | n/a | n/a | n/a | n/a | n/a | n/a | n/a | n/a | n/a | n/a | n/a | n/a | n/a | n/a | n/a | n/a | n/a | n/a | n/a | n/a | n/a | n/a | n/a | X | n/a | n/a | n/a | n/a | n/a | n/a | n/a | n/a | n/a | n/a | n/a | n/a | n/a | n/a | n/a | n/a | n/a | n/a | n/a | n/a | n/a | n/a | n/a | n/a | n/a | n/a | n/a | n/a | n/a | n/a | n/a | n/a | n/a | n/a | n/a | n/a | n/a | n/a | n/a | n/a | n/a | n/a | n/a | n/a | n/a | n/a | n/a | n/a | n/a | n/a
FDI-0091 | LT0-31113-0212 | 0 | Installation of FDI LT0-31113-0212. Add/Modify ICC, Add/Modify Historian Database points, Update Group Points file. |  | Rev 0 | 2013-02-04 | X | X | X | X | X | X | X | X | X | X | X | X | X | X | X | X | X | X | X | X | X | X | X | X | X | X | X | X | X | X | X | n/a | X | X | X | X | X | X | X | X | X | X | X | n/a | n/a | n/a | n/a | n/a | n/a | X | n/a | n/a | n/a | n/a | X | X | X | X | n/a | n/a | n/a | n/a | n/a | n/a | n/a | n/a | n/a | n/a | n/a | n/a | n/a | n/a | n/a | n/a | X | X | X | n/a | n/a | n/a | n/a
FDI-0092 | LT0-31113-0214 | 1 | Installation of FDI LT0-31113-0214. Add/Modify ICC, Add/Modify Historian Database points, Update Group Points file. |  | Rev 1 | 12/25/2012, 3/27/2013 | X | X | X | X | X | X | X | X | X | X | X | X | X | X | X | X | X | X | X | X | X | X | X | X | X | X | X | X | X | X | X | n/a | X | X | X | X | X | X | X | X | X | X | X | n/a | n/a | n/a | n/a | n/a | n/a | X | n/a | n/a | n/a | n/a | n/a | X | X | X | n/a | n/a | n/a | n/a | n/a | n/a | n/a | n/a | n/a | n/a | n/a | n/a | n/a | n/a | n/a | n/a | X | X | X | n/a | n/a | n/a | n/a
FDI-0093 |  |  | Open |  | Rev 0 |  | n/a | n/a | n/a | n/a | n/a | n/a | n/a | n/a | n/a | n/a | n/a | n/a | n/a | n/a | n/a | n/a | n/a | n/a | n/a | n/a | n/a | n/a | n/a | n/a | n/a | n/a | n/a | n/a | n/a | n/a | n/a | n/a | n/a | n/a | n/a | n/a | n/a | n/a | n/a | n/a | n/a | n/a | n/a | n/a | n/a | n/a | n/a | n/a | n/a | n/a | n/a | n/a | n/a | n/a | n/a | n/a | n/a | n/a | n/a | n/a | n/a | n/a | n/a | n/a | n/a | n/a | n/a | n/a | n/a | n/a | n/a | n/a | n/a | n/a | n/a | n/a | n/a | n/a | n/a | n/a | n/a
FDI-0094 | LT0-31113-0217 | 0 | Installation of FDI LT0-31113-0217. Add/Modify ICC, Modify Graphics, Add/Modify Historian Database points, Update Group Points file, MM update. |  | Rev 0 | 2013-01-19 | X | X | X | X | X | X | X | X | X | X | X | X | X | X | X | X | X | X | X | X | X | X | X | X | X | X | X | X | X | X | X | n/a | X | X | X | X | X | X | X | X | X | X | X | n/a | n/a | n/a | n/a | X | n/a | n/a | n/a | n/a | n/a | n/a | n/a | X | X | X | n/a | n/a | n/a | n/a | n/a | n/a | X | X | n/a | n/a | n/a | n/a | n/a | n/a | n/a | n/a | X | X | X | n/a | n/a | n/a | n/a
FDI-0095 | LT0-31113-0224 | 0 | Installation of FDI LT0-31113-0224. GEN_SE_FBM_IO.m1 Modifications, FBM208 QF1119041 |  | Rev 0 | 2013-03-14 | n/a | n/a | n/a | n/a | n/a | n/a | n/a | n/a | n/a | n/a | n/a | n/a | n/a | n/a | n/a | n/a | n/a | n/a | n/a | n/a | n/a | n/a | n/a | n/a | n/a | n/a | n/a | n/a | n/a | n/a | X | n/a | n/a | n/a | n/a | n/a | n/a | n/a | n/a | n/a | n/a | n/a | n/a | n/a | n/a | n/a | n/a | n/a | n/a | n/a | n/a | n/a | n/a | n/a | n/a | n/a | n/a | n/a | n/a | n/a | n/a | n/a | n/a | n/a | n/a | n/a | n/a | n/a | n/a | n/a | n/a | n/a | n/a | n/a | n/a | n/a | n/a | n/a | n/a | n/a | n/a
FDI-0096 | LT0-31113-0236 | 0 | Installation of FDI LT0-31113-0236. Add/Modify ICC, Add/Modify Historian Database points, Update Group Points file, MM update. |  | Rev 0 | 2013-03-04 | X | X | X | X | X | X | X | X | X | X | X | X | X | X | X | X | X | X | X | X | X | X | X | X | X | X | X | X | X | X | X | n/a | X | X | X | X | X | X | X | X | X | X | X | n/a | n/a | n/a | n/a | n/a | n/a | n/a | n/a | n/a | n/a | n/a | X | X | X | X | n/a | n/a | n/a | n/a | n/a | n/a | X | X | n/a | n/a | n/a | n/a | n/a | n/a | n/a | n/a | X | X | X | n/a | n/a | n/a | n/a
FDI-0097 | LT0-31113-0232 | 1 | Installation of FDI LT0-31113-0232. Add/Modify ICC, Add/Modify Historian Database points, Update Group Points file. |  | Rev 1 | 3/4/2013, 3/27/2013 | X | X | X | X | X | X | X | X | X | X | X | X | X | X | X | X | X | X | X | X | X | X | X | X | X | X | X | X | X | X | X | n/a | X | X | X | X | X | X | X | X | X | X | X | n/a | n/a | n/a | n/a | n/a | n/a | n/a | n/a | n/a | n/a | n/a | X | X | X | X | n/a | n/a | n/a | n/a | n/a | n/a | n/a | n/a | n/a | n/a | n/a | n/a | n/a | n/a | n/a | n/a | X | X | X | n/a | n/a | n/a | n/a
FDI-0098 | LT0-31113-0227 | 1 | Installation of FDI LT0-31113-0227. Add/Modify ICC, Add/Modify Historian Database points, Update Group Points file. |  | Rev 1 | 3/4/2013, 6/28/2013 | X | X | X | X | X | X | X | X | X | X | X | X | X | X | X | X | X | X | X | X | X | X | X | X | X | X | X | X | X | X | X | n/a | X | X | X | X | X | X | X | X | X | X | X | n/a | n/a | n/a | n/a | n/a | n/a | n/a | n/a | n/a | n/a | n/a | X | X | X | X | n/a | n/a | n/a | n/a | n/a | n/a | n/a | n/a | n/a | n/a | n/a | n/a | n/a | n/a | n/a | n/a | X | X | X | n/a | n/a | n/a | n/a
FDI-0099 | LT1-31113-0228 | 0 | Installation of FDI LT1-31113-0228. cfgarp.awk Modifications, QF1013663 |  | Rev 0 | 2013-03-12 | n/a | n/a | n/a | n/a | n/a | n/a | n/a | n/a | n/a | n/a | n/a | n/a | n/a | n/a | n/a | n/a | n/a | n/a | n/a | n/a | n/a | n/a | n/a | n/a | n/a | n/a | n/a | n/a | n/a | n/a | X | X | n/a | n/a | n/a | n/a | n/a | n/a | n/a | n/a | n/a | n/a | n/a | n/a | n/a | n/a | n/a | n/a | n/a | n/a | n/a | n/a | n/a | n/a | n/a | n/a | n/a | n/a | n/a | n/a | n/a | n/a | n/a | n/a | n/a | n/a | n/a | n/a | n/a | n/a | n/a | n/a | n/a | n/a | n/a | n/a | n/a | n/a | n/a | n/a | n/a
FDI-0100 | LT0-31113-0231 | 0 | Installation of FDI LT0-31113-0231 ICC changes |  | Rev 0 | 2013-03-04 | n/a | n/a | n/a | n/a | n/a | n/a | n/a | n/a | n/a | n/a | n/a | n/a | n/a | n/a | n/a | n/a | n/a | n/a | n/a | n/a | n/a | n/a | n/a | n/a | n/a | n/a | n/a | n/a | n/a | n/a | X | X | n/a | n/a | n/a | n/a | n/a | n/a | n/a | n/a | n/a | n/a | n/a | n/a | n/a | n/a | n/a | n/a | n/a | n/a | n/a | n/a | n/a | n/a | n/a | n/a | n/a | n/a | n/a | n/a | n/a | n/a | n/a | n/a | n/a | n/a | n/a | n/a | n/a | n/a | n/a | n/a | n/a | n/a | n/a | n/a | n/a | n/a | n/a | n/a | n/a
FDI-0101 | LT0-31113-0240 | 0 | Installation of FDI LT0-31113-0240. Add/Modify ICC, Add/Modify Historian Database points, Update Group Points file. |  | Rev 0 | 2013-04-11 | X | X | X | X | X | X | X | X | X | X | X | X | X | X | X | X | X | X | X | X | X | X | X | X | X | X | X | X | X | X | X | n/a | X | X | X | X | X | X | X | X | X | X | X | n/a | n/a | n/a | n/a | n/a | n/a | n/a | n/a | n/a | n/a | n/a | X | X | X | X | n/a | n/a | n/a | n/a | n/a | n/a | n/a | n/a | n/a | n/a | n/a | n/a | n/a | n/a | n/a | n/a | X | X | X | n/a | n/a | n/a | n/a
FDI-0102 | LT0-31113-0246 | 1 | Installation of FDI LT0-31113-0246. Add/Modify ICC, Add/Modify Historian Database points, Update Group Points file, MM update. |  | Rev 1 | 2103-08-31 | X | X | X | X | X | X | X | X | X | X | X | X | X | X | X | X | X | X | X | X | X | X | X | X | X | X | X | X | X | X | X | n/a | X | X | X | X | X | X | X | X | X | X | X | n/a | n/a | n/a | n/a | n/a | n/a | X | n/a | n/a | n/a | n/a | n/a | X | X | X | n/a | n/a | n/a | n/a | n/a | n/a | X | X | n/a | n/a | n/a | n/a | n/a | n/a | n/a | n/a | X | X | X | n/a | n/a | n/a | n/a
FDI-0103 | LT0-31113-0253 | 1 | Installation of FDI LT0-31113-0253. Add/Modify ICC, Add/Modify Historian Database points, Update Group Points file. |  | Rev 1 | 5/17/2013, 11/27/2013 | X | X | X | X | X | X | X | X | X | X | X | X | X | X | X | X | X | X | X | X | X | X | X | X | X | X | X | X | X | X | X | n/a | X | X | X | X | X | X | X | X | X | X | X | n/a | n/a | n/a | n/a | n/a | n/a | X | n/a | n/a | n/a | n/a | n/a | X | X | X | n/a | n/a | n/a | n/a | n/a | n/a | n/a | n/a | n/a | n/a | n/a | n/a | n/a | n/a | n/a | n/a | X | X | X | n/a | n/a | n/a | n/a
FDI-0104 | LT0-31113-0257 | 0 | Installation of FDI LT0-31113-0257 ICC changes |  | Rev 0 | 2013-06-07 | n/a | n/a | n/a | n/a | n/a | n/a | n/a | n/a | n/a | n/a | n/a | n/a | n/a | n/a | n/a | n/a | n/a | n/a | n/a | n/a | n/a | n/a | n/a | n/a | n/a | n/a | n/a | n/a | n/a | n/a | X | n/a | n/a | n/a | n/a | n/a | n/a | n/a | n/a | n/a | n/a | n/a | n/a | n/a | n/a | n/a | n/a | n/a | n/a | n/a | n/a | n/a | n/a | n/a | n/a | n/a | n/a | n/a | n/a | n/a | n/a | n/a | n/a | n/a | n/a | n/a | n/a | n/a | n/a | n/a | n/a | n/a | n/a | n/a | n/a | n/a | n/a | n/a | n/a | n/a | n/a
FDI-0105 | LT0-31113-0218 | 4 | Installation of FDI LT0-31113-0218 AC transfer installation into Cabinet 0H23-PL-2406. Hardware modification |  | Rev 4 | 2013-12-10 | n/a | n/a | n/a | n/a | n/a | n/a | n/a | n/a | n/a | n/a | n/a | n/a | n/a | n/a | n/a | n/a | n/a | n/a | n/a | n/a | n/a | n/a | n/a | n/a | n/a | n/a | n/a | n/a | n/a | n/a | n/a | n/a | n/a | n/a | n/a | n/a | n/a | n/a | n/a | n/a | n/a | n/a | n/a | n/a | n/a | n/a | n/a | n/a | n/a | n/a | n/a | n/a | n/a | n/a | n/a | n/a | n/a | n/a | n/a | n/a | n/a | n/a | n/a | n/a | n/a | n/a | n/a | n/a | n/a | n/a | n/a | n/a | n/a | n/a | n/a | n/a | n/a | n/a | n/a | n/a | n/a
FDI-0106 |  | 0 | Open |  | Rev 0 |  | n/a | n/a | n/a | n/a | n/a | n/a | n/a | n/a | n/a | n/a | n/a | n/a | n/a | n/a | n/a | n/a | n/a | n/a | n/a | n/a | n/a | n/a | n/a | n/a | n/a | n/a | n/a | n/a | n/a | n/a | n/a | n/a | n/a | n/a | n/a | n/a | n/a | n/a | n/a | n/a | n/a | n/a | n/a | n/a | n/a | n/a | n/a | n/a | n/a | n/a | n/a | n/a | n/a | n/a | n/a | n/a | n/a | n/a | n/a | n/a | n/a | n/a | n/a | n/a | n/a | n/a | n/a | n/a | n/a | n/a | n/a | n/a | n/a | n/a | n/a | n/a | n/a | n/a | n/a | n/a | n/a
FDI-0107 | LT0-31113-0264 | 0 | Installation of FDI LT0-31113-0264 Graphics changes |  | Rev 0 | 2013-06-27 | X | X | X | X | X | X | X | X | X | X | X | X | X | X | X | X | X | X | X | X | X | X | X | X | X | X | X | X | X | X | X | n/a | X | X | X | X | X | X | X | X | X | X | X | n/a | n/a | n/a | n/a | n/a | n/a | n/a | n/a | n/a | n/a | n/a | n/a | X | X | X | n/a | n/a | n/a | n/a | n/a | n/a | n/a | n/a | n/a | n/a | n/a | n/a | n/a | n/a | n/a | n/a | X | X | X | n/a | n/a | n/a | n/a
FDI-0108 | LT0-31113-0255 | 0 | Installation of FDI LT0-31113-0255 ICC changes |  | Rev 0 | 2013-07-02 | n/a | n/a | n/a | n/a | n/a | n/a | n/a | n/a | n/a | n/a | n/a | n/a | n/a | n/a | n/a | n/a | n/a | n/a | n/a | n/a | n/a | n/a | n/a | n/a | n/a | n/a | n/a | n/a | n/a | n/a | X | n/a | n/a | n/a | n/a | n/a | n/a | n/a | n/a | n/a | n/a | n/a | n/a | n/a | n/a | n/a | n/a | n/a | n/a | n/a | n/a | n/a | n/a | n/a | n/a | n/a | n/a | n/a | n/a | n/a | n/a | n/a | n/a | n/a | n/a | n/a | n/a | n/a | n/a | n/a | n/a | n/a | n/a | n/a | n/a | n/a | n/a | n/a | n/a | n/a | n/a
FDI-0109 | LT0-31113-0244 | 1 | Installation of FDI LT0-31113-0244. Add/Modify ICC, Add/Modify Historian Database points, Update Group Points file. |  | Rev 1 | 7/23/2013, 1/27/2014 | X | X | X | X | X | X | X | X | X | X | X | X | X | X | X | X | X | X | X | X | X | X | X | X | X | X | X | X | X | X | X | n/a | X | X | X | X | X | X | X | X | X | X | X | n/a | n/a | n/a | n/a | n/a | n/a | X | n/a | n/a | n/a | n/a | n/a | X | X | X | n/a | n/a | n/a | n/a | n/a | n/a | n/a | n/a | n/a | n/a | n/a | n/a | n/a | n/a | n/a | n/a | X | X | X | n/a | n/a | n/a | n/a
FDI-0110 | LT0-31113-0252 | 0 | Installation of FDI LT0-31113-0252. Add/Modify ICC, Add/Modify Historian Database points, Update Group Points file. |  | Rev 0 | 2013-07-03 | X | X | X | X | X | X | X | X | X | X | X | X | X | X | X | X | X | X | X | X | X | X | X | X | X | X | X | X | X | X | X | n/a | X | X | X | X | X | X | X | X | X | X | X | n/a | n/a | n/a | n/a | n/a | n/a | X | n/a | n/a | n/a | n/a | n/a | X | X | X | n/a | n/a | n/a | n/a | n/a | n/a | n/a | n/a | n/a | n/a | n/a | n/a | n/a | n/a | n/a | n/a | X | X | X | n/a | n/a | n/a | n/a
FDI-0111 | LT0-31113-0267 | 1 | Installation of FDI LT0-31113-0267 SYS DEF changes to 0AW001 & 0AW002 to add 1AW033 & 1AW034 as Sys Mon Notification WPs for AAS_Scripts |  | Rev 1 | 2013-08-13 | n/a | n/a | n/a | n/a | n/a | n/a | n/a | n/a | n/a | n/a | n/a | n/a | n/a | n/a | n/a | n/a | n/a | n/a | n/a | n/a | n/a | n/a | n/a | n/a | n/a | n/a | n/a | n/a | n/a | n/a | X | X | n/a | n/a | n/a | n/a | n/a | n/a | n/a | n/a | n/a | n/a | n/a | n/a | n/a | n/a | n/a | n/a | n/a | n/a | n/a | n/a | n/a | n/a | n/a | n/a | n/a | n/a | n/a | n/a | n/a | n/a | n/a | n/a | n/a | n/a | n/a | n/a | n/a | n/a | n/a | n/a | n/a | n/a | n/a | n/a | n/a | n/a | n/a | n/a | n/a
FDI-0112 | LT0-31113-0270 | 0 | Installation of FDI LT0-31113-0270. Add/Modify ICC, Add/Modify Historian Database points, Update Group Points file. |  | Rev 0 | 2013-07-25 | X | X | X | X | X | X | X | X | X | X | X | X | X | X | X | X | X | X | X | X | X | X | X | X | X | X | X | X | X | X | X | n/a | X | X | X | X | X | X | X | X | X | X | X | n/a | n/a | n/a | n/a | n/a | n/a | X | n/a | n/a | n/a | n/a | n/a | X | X | X | n/a | n/a | n/a | n/a | n/a | n/a | n/a | n/a | n/a | n/a | n/a | n/a | n/a | n/a | n/a | n/a | X | X | X | n/a | n/a | n/a | n/a
FDI-0113 | LT0-31113-0277 | 0 | Installation of FDI LT0-31113-0277. Add/Modify ICC, Add/Modify Historian Database points, Update Group Points file. |  | Rev 0 | 2013-08-13 | X | X | X | X | X | X | X | X | X | X | X | X | X | X | X | X | X | X | X | X | X | X | X | X | X | X | X | X | X | X | X | n/a | X | X | X | X | X | X | X | X | X | X | X | n/a | n/a | n/a | n/a | n/a | n/a | X | n/a | n/a | n/a | n/a | n/a | X | X | X | n/a | n/a | n/a | n/a | n/a | n/a | n/a | n/a | n/a | n/a | n/a | n/a | n/a | n/a | n/a | n/a | X | X | X | n/a | n/a | n/a | n/a
FDI-0114 | LT0-31113-0278 | 0 | Installation of FDI LT0-31113-0278. Add/Modify ICC, Add/Modify Historian Database points, Update Group Points file, Update MM points, Update Block Status Reports, Update Temp Alarms. |  | Rev 0 | 2013-10-01 | X | X | X | X | X | X | X | X | X | X | X | X | X | X | X | X | X | X | X | X | X | X | X | X | X | X | X | X | X | X | X | n/a | X | X | X | X | X | X | X | X | X | X | X | n/a | n/a | n/a | n/a | n/a | n/a | X | n/a | n/a | n/a | n/a | n/a | X | X | X | n/a | n/a | n/a | n/a | n/a | n/a | X | X | n/a | X | n/a | n/a | n/a | X | n/a | n/a | X | X | X | n/a | n/a | n/a | n/a
FDI-0115 | LT0-31113-0268 | 1 | Installation of FDI LT0-31113-0268. Add/Modify ICC, Add/Modify Historian Database points, Update Group Points file, Update MVD XML files. |  | Rev 1 | 2013-09-21 | X | X | X | X | X | X | X | X | X | X | X | X | X | X | X | X | X | X | X | X | X | X | X | X | X | X | X | X | X | X | X | n/a | X | X | X | X | X | X | X | X | X | X | X | n/a | n/a | n/a | n/a | n/a | n/a | n/a | n/a | n/a | n/a | n/a | X | X | X | X | n/a | n/a | n/a | X | X | n/a | n/a | n/a | n/a | n/a | n/a | n/a | n/a | n/a | n/a | n/a | X | X | X | n/a | n/a | n/a | n/a
FDI-0116 | LT0-31113-0287 | 0 | Installation of FDI LT0-31113-0287 ICC changes K11 Pumps |  | Rev 0 | 2013-11-05 | n/a | n/a | n/a | n/a | n/a | n/a | n/a | n/a | n/a | n/a | n/a | n/a | n/a | n/a | n/a | n/a | n/a | n/a | n/a | n/a | n/a | n/a | n/a | n/a | n/a | n/a | n/a | n/a | n/a | n/a | X | n/a | n/a | n/a | n/a | n/a | n/a | n/a | n/a | n/a | n/a | n/a | n/a | n/a | n/a | n/a | n/a | n/a | n/a | n/a | n/a | n/a | n/a | n/a | n/a | n/a | n/a | n/a | n/a | n/a | n/a | n/a | n/a | n/a | n/a | n/a | n/a | n/a | n/a | n/a | n/a | n/a | n/a | n/a | n/a | n/a | n/a | n/a | n/a | n/a | n/a
FDI-0117 | LT0-31113-0294 | 0 | Installation of FDI LT0-31113-0294. Update FDSI FBMs Type 230/231/232/233 to V1.35 / 0810 (QF1133419B). |  | Rev 0 | 2104-04-12 | n/a | n/a | n/a | n/a | n/a | n/a | n/a | n/a | n/a | n/a | n/a | n/a | n/a | n/a | n/a | n/a | n/a | n/a | n/a | n/a | n/a | n/a | n/a | n/a | n/a | n/a | n/a | n/a | n/a | n/a | X | n/a | n/a | n/a | n/a | n/a | n/a | n/a | n/a | n/a | n/a | n/a | n/a | n/a | n/a | n/a | n/a | n/a | n/a | n/a | n/a | n/a | n/a | n/a | n/a | n/a | n/a | n/a | n/a | n/a | n/a | n/a | n/a | n/a | n/a | n/a | n/a | n/a | n/a | n/a | n/a | n/a | n/a | n/a | n/a | n/a | n/a | n/a | n/a | n/a | n/a
FDI-0118 | LT0-31113-0297 | 0 | Installation of FDI LT0-31113-0297. Add/Modify ICC. |  | Rev 0 | 2014-01-02 | n/a | n/a | n/a | n/a | n/a | n/a | n/a | n/a | n/a | n/a | n/a | n/a | n/a | n/a | n/a | n/a | n/a | n/a | n/a | n/a | n/a | n/a | n/a | n/a | n/a | n/a | n/a | n/a | n/a | n/a | X | n/a | n/a | n/a | n/a | n/a | n/a | n/a | n/a | n/a | n/a | n/a | n/a | n/a | n/a | n/a | n/a | n/a | n/a | n/a | n/a | n/a | n/a | n/a | n/a | n/a | n/a | n/a | n/a | n/a | n/a | n/a | n/a | n/a | n/a | n/a | n/a | n/a | n/a | n/a | n/a | n/a | n/a | n/a | n/a | n/a | n/a | n/a | n/a | n/a | n/a
FDI-0119 | LT0-31113-0299 | 0 | Installation of FDI LT0-31113-0299. HSH points Adds, MVD XML files updated. |  | Rev 0 |  | n/a | n/a | n/a | n/a | n/a | n/a | n/a | n/a | n/a | n/a | n/a | n/a | n/a | n/a | n/a | n/a | n/a | n/a | n/a | n/a | n/a | n/a | n/a | n/a | n/a | n/a | n/a | n/a | n/a | n/a | n/a | n/a | n/a | n/a | n/a | n/a | n/a | n/a | n/a | n/a | n/a | n/a | n/a | n/a | n/a | n/a | n/a | n/a | n/a | n/a | n/a | n/a | n/a | n/a | n/a | n/a | n/a | n/a | n/a | n/a | n/a | X | X | n/a | n/a | n/a | n/a | n/a | n/a | n/a | n/a | n/a | n/a | n/a | n/a | n/a | n/a | n/a | n/a | n/a | n/a
FDI-0120 | LT0-31113-0281 | 0 | Installation of FDI LT0-31113-0281. Add/Modify ICC, Add/Modify Historian Database points., Update Group Points file. |  | Rev 0 | 2013-12-17 | X | X | X | X | X | X | X | X | X | X | X | X | X | X | X | X | X | X | X | X | X | X | X | X | X | X | X | X | X | X | X | n/a | X | X | X | X | X | X | X | X | X | X | X | n/a | n/a | n/a | n/a | n/a | n/a | X | n/a | n/a | n/a | n/a | n/a | X | X | X | n/a | n/a | n/a | n/a | n/a | n/a | n/a | n/a | n/a | n/a | n/a | n/a | n/a | n/a | n/a | n/a | X | X | X | n/a | n/a | n/a | n/a
FDI-0121 | LT0-31113-0293 | 0 | Installation of FDI LT0-31113-0293 ICC Add/Modify Blocks, Add/Modify Graphics, Add/Modify Historian Database points, Update Group Points file, Update MM, Update OLPS, Modify Block Status Report, Add/Modify FDSI config. |  | Rev 0 | 2013-12-30 | X | X | X | X | X | X | X | X | X | X | X | X | X | X | X | X | X | X | X | X | X | X | X | X | X | X | X | X | X | X | X | n/a | X | X | X | X | X | X | X | X | X | X | X | n/a | n/a | n/a | n/a | X | n/a | n/a | n/a | n/a | n/a | n/a | n/a | X | X | X | n/a | n/a | X | n/a | n/a | n/a | X | X | n/a | n/a | n/a | n/a | n/a | X | n/a | n/a | X | X | X | n/a | n/a | n/a | n/a
FDI-0122 | LT0-31113-0301 | 0 | Installation of FDI LT0-31113-0301 Removal of Common Report Generator Framework (CRGF) software. |  | Rev 0 | 2014-03-14 | n/a | n/a | n/a | n/a | n/a | n/a | n/a | n/a | n/a | n/a | n/a | n/a | n/a | n/a | n/a | n/a | n/a | n/a | n/a | n/a | n/a | n/a | n/a | n/a | n/a | n/a | n/a | n/a | n/a | n/a | X | X | n/a | n/a | n/a | n/a | n/a | n/a | n/a | n/a | n/a | n/a | n/a | n/a | n/a | n/a | n/a | n/a | n/a | n/a | n/a | n/a | n/a | n/a | n/a | n/a | n/a | n/a | n/a | n/a | n/a | n/a | n/a | n/a | n/a | n/a | n/a | n/a | n/a | n/a | n/a | n/a | n/a | n/a | n/a | n/a | n/a | n/a | n/a | n/a | n/a
FDI-0123 | LT0-31113-0308 | 0 | Installation of FDI LT0-31113-0308. Add/Modify ICC, Add/Modify Historian Database points., Update Group Points file. |  | Rev 0 | 2014-02-17 | X | X | X | X | X | X | X | X | X | X | X | X | X | X | X | X | X | X | X | X | X | X | X | X | X | X | X | X | X | X | X | n/a | X | X | X | X | X | X | X | X | X | X | X | n/a | n/a | n/a | n/a | n/a | n/a | n/a | n/a | n/a | n/a | n/a | X | X | X | X | n/a | n/a | n/a | n/a | n/a | n/a | n/a | n/a | n/a | n/a | n/a | n/a | n/a | n/a | n/a | n/a | X | X | X | n/a | n/a | n/a | n/a
FDI-0124 | LT0-31113-0303 | 0 | Installation of FDI LT0-31113-0303 ICC Add/Modify Blocks, Add/Modify Graphics, Add/Modify Historian Database points, Update Group Points file, Update MM, Update OLPS, Modify Block Status Report. |  | Rev 0 | 2014-03-29 | X | X | X | X | X | X | X | X | X | X | X | X | X | X | X | X | X | X | X | X | X | X | X | X | X | X | X | X | X | X | X | n/a | X | X | X | X | X | X | X | X | X | X | X | n/a | n/a | n/a | n/a | n/a | n/a | n/a | n/a | n/a | n/a | n/a | n/a | X | X | X | n/a | n/a | X | n/a | n/a | n/a | X | X | n/a | n/a | n/a | n/a | n/a | X | n/a | n/a | X | X | X | n/a | n/a | n/a | n/a
FDI-0125 | LT0-31113-0313 | 0 | Installation of FDI LT0-31113-0313. Add/Modify ICC, Add/Modify Historian Database points., Update Group Points file. |  | Rev 0 | 2014-02-18 | X | X | X | X | X | X | X | X | X | X | X | X | X | X | X | X | X | X | X | X | X | X | X | X | X | X | X | X | X | X | X | n/a | X | X | X | X | X | X | X | X | X | X | X | n/a | n/a | n/a | n/a | n/a | n/a | n/a | n/a | n/a | n/a | n/a | X | X | X | X | n/a | n/a | n/a | n/a | n/a | n/a | n/a | n/a | n/a | n/a | n/a | n/a | n/a | n/a | n/a | n/a | X | X | X | n/a | n/a | n/a | n/a
FDI-0126 | LT0-31113-0318 | 0 | Installation of FDI LT0-31113-0318. Add/Modify ICC, Add/Modify Historian Database points., Update Group Points file. |  |  |  | X | X | X | X | X | X | X | X | X | X | X | X | X | X | X | X | X | X | X | X | X | X | X | X | X | X | X | X | X | X | X | n/a | X | X | X | X | X | X | X | X | X | X | X | n/a | n/a | n/a | n/a | n/a | n/a | n/a | n/a | n/a | n/a | n/a | X | X | X | X | n/a | n/a | n/a | n/a | n/a | n/a | n/a | n/a | n/a | n/a | n/a | n/a | n/a | n/a | n/a | n/a | X | X | X | n/a | n/a | n/a | n/a
FDI-0127 | LT0-31113-0261 | 0 | Installation of FDI LT0-31113-0261 ICC changes |  | Rev 0 | 2014-05-03 | n/a | n/a | n/a | n/a | n/a | n/a | n/a | n/a | n/a | n/a | n/a | n/a | n/a | n/a | n/a | n/a | n/a | n/a | n/a | n/a | n/a | n/a | n/a | n/a | n/a | n/a | n/a | n/a | n/a | n/a | X | n/a | n/a | n/a | n/a | n/a | n/a | n/a | n/a | n/a | n/a | n/a | n/a | n/a | n/a | n/a | n/a | n/a | n/a | n/a | n/a | n/a | n/a | n/a | n/a | n/a | n/a | n/a | n/a | n/a | n/a | n/a | n/a | n/a | n/a | n/a | n/a | n/a | n/a | n/a | n/a | n/a | n/a | n/a | n/a | n/a | n/a | n/a | n/a | n/a | n/a
FDI-0128 | LT0-31113-0324 | 0 | Installation of FDI LT0-31113-0324 ICC changes |  | Rev 0 | 2014-04-30 | n/a | n/a | n/a | n/a | n/a | n/a | n/a | n/a | n/a | n/a | n/a | n/a | n/a | n/a | n/a | n/a | n/a | n/a | n/a | n/a | n/a | n/a | n/a | n/a | n/a | n/a | n/a | n/a | n/a | n/a | X | n/a | n/a | n/a | n/a | n/a | n/a | n/a | n/a | n/a | n/a | n/a | n/a | n/a | n/a | n/a | n/a | n/a | n/a | n/a | n/a | n/a | n/a | n/a | n/a | n/a | n/a | n/a | n/a | n/a | n/a | n/a | n/a | n/a | n/a | n/a | n/a | n/a | n/a | n/a | n/a | n/a | n/a | n/a | n/a | n/a | n/a | n/a | n/a | n/a | n/a
FDI-0129 | LT0-31113-0325 | 0 | Installation of FDI LT0-31113-0325 ICC changes |  | Rev 0 | 2014-05-01 | n/a | n/a | n/a | n/a | n/a | n/a | n/a | n/a | n/a | n/a | n/a | n/a | n/a | n/a | n/a | n/a | n/a | n/a | n/a | n/a | n/a | n/a | n/a | n/a | n/a | n/a | n/a | n/a | n/a | n/a | X | n/a | n/a | n/a | n/a | n/a | n/a | n/a | n/a | n/a | n/a | n/a | n/a | n/a | n/a | n/a | n/a | n/a | n/a | n/a | n/a | n/a | n/a | n/a | n/a | n/a | n/a | n/a | n/a | n/a | n/a | n/a | n/a | n/a | n/a | n/a | n/a | n/a | n/a | n/a | n/a | n/a | n/a | n/a | n/a | n/a | n/a | n/a | n/a | n/a | n/a
FDI-0130 | LT0-31113-0312 | 0 | Installation of FDI LT0-31113-0312. Update AAS, QF1198231, Provided updated ams files. |  | Rev 0 | 2014-03-17 | n/a | n/a | n/a | n/a | n/a | n/a | n/a | n/a | n/a | n/a | n/a | n/a | n/a | n/a | n/a | n/a | n/a | n/a | n/a | n/a | n/a | n/a | n/a | n/a | n/a | n/a | n/a | n/a | n/a | n/a | X | n/a | n/a | n/a | n/a | n/a | n/a | n/a | n/a | n/a | n/a | n/a | n/a | n/a | n/a | n/a | n/a | n/a | n/a | n/a | n/a | n/a | n/a | n/a | n/a | n/a | n/a | n/a | n/a | n/a | n/a | n/a | n/a | n/a | n/a | n/a | n/a | n/a | n/a | n/a | n/a | n/a | n/a | n/a | n/a | n/a | n/a | n/a | n/a | n/a | n/a
FDI-0131 | LT0-31113-0334 | 0 | Installation of FDI LT0-31113-0334. ICC Modifications, Historian Modifications, Group Points Update, Update Block Status Report. |  | Rev 0 | 2014-04-16 | X | X | X | X | X | X | X | X | X | X | X | X | X | X | X | X | X | X | X | X | X | X | X | X | X | X | X | X | X | X | X | n/a | X | X | X | X | X | X | X | X | X | X | X | n/a | n/a | n/a | n/a | X | n/a | n/a | n/a | n/a | n/a | n/a | n/a | X | X | X | n/a | n/a | n/a | n/a | n/a | n/a | n/a | n/a | n/a | n/a | n/a | n/a | n/a | X | n/a | n/a | X | X | X | n/a | n/a | n/a | n/a
FDI-0132 | LT0-31113-0335 | 0 | Installation of FDI LT0-31113-0335. ICC Modifications, Historian Modifications, Group Points Update. |  | Rev 0 | 2014-05-24 | X | X | X | X | X | X | X | X | X | X | X | X | X | X | X | X | X | X | X | X | X | X | X | X | X | X | X | X | X | X | X | n/a | X | X | X | X | X | X | X | X | X | X | X | n/a | n/a | n/a | n/a | n/a | n/a | X | n/a | n/a | n/a | n/a | n/a | X | X | X | n/a | n/a | n/a | n/a | n/a | n/a | n/a | n/a | n/a | n/a | n/a | n/a | n/a | n/a | n/a | n/a | X | X | X | n/a | n/a | n/a | n/a
FDI-0133 | LT0-31113-0338 | 0 | Installation of FDI LT0-31113-0338 ICC Add/Modify Blocks, Add/Modify Historian Database points., Update Group Points file, Update MM, Modify Block Status Report |  | Rev 0 | 2014-06-18 | X | X | X | X | X | X | X | X | X | X | X | X | X | X | X | X | X | X | X | X | X | X | X | X | X | X | X | X | X | X | X | n/a | X | X | X | X | X | X | X | X | X | X | n/a | n/a | n/a | n/a | n/a | n/a | n/a | n/a | n/a | n/a | n/a | n/a | n/a | n/a | n/a | n/a | n/a | n/a | n/a | n/a | n/a | n/a | X | X | n/a | n/a | n/a | n/a | n/a | X | n/a | n/a | n/a | n/a | n/a | n/a | n/a | n/a | n/a
FDI-0134 | LT0-31113-0339 | 0 | Installation of FDI LT0-31113-0339. Add/Modify ICC. |  | Rev 0 | 2014-06-18 | n/a | n/a | n/a | n/a | n/a | n/a | n/a | n/a | n/a | n/a | n/a | n/a | n/a | n/a | n/a | n/a | n/a | n/a | n/a | n/a | n/a | n/a | n/a | n/a | n/a | n/a | n/a | n/a | n/a | n/a | X | n/a | n/a | n/a | n/a | n/a | n/a | n/a | n/a | n/a | n/a | n/a | n/a | n/a | n/a | n/a | n/a | n/a | n/a | n/a | n/a | n/a | n/a | n/a | n/a | n/a | n/a | n/a | n/a | n/a | n/a | n/a | n/a | n/a | n/a | n/a | n/a | n/a | n/a | n/a | n/a | n/a | n/a | n/a | n/a | n/a | n/a | n/a | n/a | n/a | n/a
FDI-0135 | LT0-31113-0342 | 0 | Installation of FDI LT0-31113-0342. Add/Modify ICC. |  | Rev 0 | 2014-06-18 | n/a | n/a | n/a | n/a | n/a | n/a | n/a | n/a | n/a | n/a | n/a | n/a | n/a | n/a | n/a | n/a | n/a | n/a | n/a | n/a | n/a | n/a | n/a | n/a | n/a | n/a | n/a | n/a | n/a | n/a | n/a | n/a | n/a | n/a | n/a | n/a | n/a | n/a | n/a | X | n/a | n/a | n/a | n/a | n/a | n/a | n/a | n/a | n/a | n/a | n/a | n/a | n/a | n/a | n/a | n/a | n/a | n/a | n/a | n/a | n/a | n/a | n/a | n/a | n/a | n/a | n/a | n/a | n/a | n/a | n/a | n/a | n/a | n/a | n/a | n/a | n/a | n/a | n/a | n/a | n/a
FDI-0136 | LT0-31113-0344 | 0 | Installation of FDI LT0-31113-0344. ICC Modifications, Historian Modifications, Group Points Update. |  | Rev 0 | 2014-07-14 | X | X | X | X | X | X | X | X | X | X | X | X | X | X | X | X | X | X | X | X | X | X | X | X | X | X | X | X | X | X | X | n/a | X | X | X | X | X | X | X | X | X | X | X | n/a | n/a | n/a | n/a | n/a | n/a | n/a | n/a | n/a | n/a | n/a | X | X | X | X | n/a | n/a | n/a | n/a | n/a | n/a | n/a | n/a | n/a | n/a | n/a | n/a | n/a | n/a | n/a | n/a | X | X | X | n/a | n/a | n/a | n/a
FDI-0137 | LT0-31113-0329 | 0 | Installation of FDI LT0-31113-0329. ICC Modifications, Graphic Modifications. |  | Rev 0 | 2014-07-16 | X | X | X | X | X | X | X | X | X | X | X | X | X | X | X | X | X | X | X | X | X | X | X | X | X | X | X | X | X | X | X | n/a | X | X | X | X | X | X | X | X | X | X | X | n/a | n/a | n/a | n/a | n/a | n/a | n/a | n/a | n/a | n/a | n/a | n/a | X | X | X | n/a | n/a | n/a | n/a | n/a | n/a | n/a | n/a | n/a | n/a | n/a | n/a | n/a | n/a | n/a | n/a | X | X | X | n/a | n/a | n/a | n/a
FDI-0138 | LT0-31113-0351 | 0 | Installation of FDI LT0-31113-0351. Exceed crash fix, foxboro.loc edit and registry update. |  | Rev 0 | 2014-07-29 | n/a | n/a | n/a | n/a | n/a | n/a | n/a | n/a | n/a | n/a | n/a | n/a | n/a | n/a | n/a | n/a | n/a | n/a | n/a | n/a | n/a | n/a | n/a | n/a | n/a | n/a | n/a | n/a | n/a | n/a | X | X | n/a | n/a | n/a | n/a | n/a | n/a | n/a | n/a | n/a | n/a | n/a | n/a | n/a | n/a | n/a | n/a | n/a | n/a | n/a | n/a | n/a | n/a | n/a | n/a | n/a | n/a | n/a | n/a | n/a | n/a | n/a | n/a | n/a | n/a | n/a | n/a | n/a | n/a | n/a | n/a | n/a | n/a | n/a | n/a | n/a | n/a | n/a | n/a | n/a
FDI-0139 | LT0-31113-0346 | 0 | Installation of FDI LT0-31113-0346. ICC Modifications, Historian Modifications, Group Points Update. |  | Rev 0 | 2014-07-25 | X | X | X | X | X | X | X | X | X | X | X | X | X | X | X | X | X | X | X | X | X | X | X | X | X | X | X | X | X | X | X | n/a | X | X | X | X | X | X | X | X | X | X | X | n/a | n/a | n/a | n/a | n/a | n/a | X | n/a | n/a | n/a | n/a | X | X | X | X | n/a | n/a | n/a | n/a | n/a | n/a | n/a | n/a | n/a | n/a | n/a | n/a | n/a | n/a | n/a | n/a | X | X | X | n/a | n/a | n/a | n/a
FDI-0140 |  |  |  |  | Rev 0 |  | n/a | n/a | n/a | n/a | n/a | n/a | n/a | n/a | n/a | n/a | n/a | n/a | n/a | n/a | n/a | n/a | n/a | n/a | n/a | n/a | n/a | n/a | n/a | n/a | n/a | n/a | n/a | n/a | n/a | n/a | n/a | n/a | n/a | n/a | n/a | n/a | n/a | n/a | n/a | n/a | n/a | n/a | n/a | n/a | n/a | n/a | n/a | n/a | n/a | n/a | n/a | n/a | n/a | n/a | n/a | n/a | n/a | n/a | n/a | n/a | n/a | n/a | n/a | n/a | n/a | n/a | n/a | n/a | n/a | n/a | n/a | n/a | n/a | n/a | n/a | n/a | n/a | n/a | n/a | n/a | n/a
FDI-0141 |  |  |  |  | Rev 0 |  | n/a | n/a | n/a | n/a | n/a | n/a | n/a | n/a | n/a | n/a | n/a | n/a | n/a | n/a | n/a | n/a | n/a | n/a | n/a | n/a | n/a | n/a | n/a | n/a | n/a | n/a | n/a | n/a | n/a | n/a | n/a | n/a | n/a | n/a | n/a | n/a | n/a | n/a | n/a | n/a | n/a | n/a | n/a | n/a | n/a | n/a | n/a | n/a | n/a | n/a | n/a | n/a | n/a | n/a | n/a | n/a | n/a | n/a | n/a | n/a | n/a | n/a | n/a | n/a | n/a | n/a | n/a | n/a | n/a | n/a | n/a | n/a | n/a | n/a | n/a | n/a | n/a | n/a | n/a | n/a | n/a
FDI-0142 |  |  |  |  | Rev 0 |  | n/a | n/a | n/a | n/a | n/a | n/a | n/a | n/a | n/a | n/a | n/a | n/a | n/a | n/a | n/a | n/a | n/a | n/a | n/a | n/a | n/a | n/a | n/a | n/a | n/a | n/a | n/a | n/a | n/a | n/a | n/a | n/a | n/a | n/a | n/a | n/a | n/a | n/a | n/a | n/a | n/a | n/a | n/a | n/a | n/a | n/a | n/a | n/a | n/a | n/a | n/a | n/a | n/a | n/a | n/a | n/a | n/a | n/a | n/a | n/a | n/a | n/a | n/a | n/a | n/a | n/a | n/a | n/a | n/a | n/a | n/a | n/a | n/a | n/a | n/a | n/a | n/a | n/a | n/a | n/a | n/a
FDI-0143 |  |  |  |  | Rev 0 |  | n/a | n/a | n/a | n/a | n/a | n/a | n/a | n/a | n/a | n/a | n/a | n/a | n/a | n/a | n/a | n/a | n/a | n/a | n/a | n/a | n/a | n/a | n/a | n/a | n/a | n/a | n/a | n/a | n/a | n/a | n/a | n/a | n/a | n/a | n/a | n/a | n/a | n/a | n/a | n/a | n/a | n/a | n/a | n/a | n/a | n/a | n/a | n/a | n/a | n/a | n/a | n/a | n/a | n/a | n/a | n/a | n/a | n/a | n/a | n/a | n/a | n/a | n/a | n/a | n/a | n/a | n/a | n/a | n/a | n/a | n/a | n/a | n/a | n/a | n/a | n/a | n/a | n/a | n/a | n/a | n/a
FDI-0144 |  |  |  |  | Rev 0 |  | n/a | n/a | n/a | n/a | n/a | n/a | n/a | n/a | n/a | n/a | n/a | n/a | n/a | n/a | n/a | n/a | n/a | n/a | n/a | n/a | n/a | n/a | n/a | n/a | n/a | n/a | n/a | n/a | n/a | n/a | n/a | n/a | n/a | n/a | n/a | n/a | n/a | n/a | n/a | n/a | n/a | n/a | n/a | n/a | n/a | n/a | n/a | n/a | n/a | n/a | n/a | n/a | n/a | n/a | n/a | n/a | n/a | n/a | n/a | n/a | n/a | n/a | n/a | n/a | n/a | n/a | n/a | n/a | n/a | n/a | n/a | n/a | n/a | n/a | n/a | n/a | n/a | n/a | n/a | n/a | n/a
FDI-0145 |  |  |  |  | Rev 0 |  | n/a | n/a | n/a | n/a | n/a | n/a | n/a | n/a | n/a | n/a | n/a | n/a | n/a | n/a | n/a | n/a | n/a | n/a | n/a | n/a | n/a | n/a | n/a | n/a | n/a | n/a | n/a | n/a | n/a | n/a | n/a | n/a | n/a | n/a | n/a | n/a | n/a | n/a | n/a | n/a | n/a | n/a | n/a | n/a | n/a | n/a | n/a | n/a | n/a | n/a | n/a | n/a | n/a | n/a | n/a | n/a | n/a | n/a | n/a | n/a | n/a | n/a | n/a | n/a | n/a | n/a | n/a | n/a | n/a | n/a | n/a | n/a | n/a | n/a | n/a | n/a | n/a | n/a | n/a | n/a | n/a
FDI-0146 |  |  |  |  | Rev 0 |  | n/a | n/a | n/a | n/a | n/a | n/a | n/a | n/a | n/a | n/a | n/a | n/a | n/a | n/a | n/a | n/a | n/a | n/a | n/a | n/a | n/a | n/a | n/a | n/a | n/a | n/a | n/a | n/a | n/a | n/a | n/a | n/a | n/a | n/a | n/a | n/a | n/a | n/a | n/a | n/a | n/a | n/a | n/a | n/a | n/a | n/a | n/a | n/a | n/a | n/a | n/a | n/a | n/a | n/a | n/a | n/a | n/a | n/a | n/a | n/a | n/a | n/a | n/a | n/a | n/a | n/a | n/a | n/a | n/a | n/a | n/a | n/a | n/a | n/a | n/a | n/a | n/a | n/a | n/a | n/a | n/a
FDI-0147 |  |  |  |  | Rev 0 |  | n/a | n/a | n/a | n/a | n/a | n/a | n/a | n/a | n/a | n/a | n/a | n/a | n/a | n/a | n/a | n/a | n/a | n/a | n/a | n/a | n/a | n/a | n/a | n/a | n/a | n/a | n/a | n/a | n/a | n/a | n/a | n/a | n/a | n/a | n/a | n/a | n/a | n/a | n/a | n/a | n/a | n/a | n/a | n/a | n/a | n/a | n/a | n/a | n/a | n/a | n/a | n/a | n/a | n/a | n/a | n/a | n/a | n/a | n/a | n/a | n/a | n/a | n/a | n/a | n/a | n/a | n/a | n/a | n/a | n/a | n/a | n/a | n/a | n/a | n/a | n/a | n/a | n/a | n/a | n/a | n/a
FDI-0148 |  |  |  |  | Rev 0 |  | n/a | n/a | n/a | n/a | n/a | n/a | n/a | n/a | n/a | n/a | n/a | n/a | n/a | n/a | n/a | n/a | n/a | n/a | n/a | n/a | n/a | n/a | n/a | n/a | n/a | n/a | n/a | n/a | n/a | n/a | n/a | n/a | n/a | n/a | n/a | n/a | n/a | n/a | n/a | n/a | n/a | n/a | n/a | n/a | n/a | n/a | n/a | n/a | n/a | n/a | n/a | n/a | n/a | n/a | n/a | n/a | n/a | n/a | n/a | n/a | n/a | n/a | n/a | n/a | n/a | n/a | n/a | n/a | n/a | n/a | n/a | n/a | n/a | n/a | n/a | n/a | n/a | n/a | n/a | n/a | n/a
FDI-0149 |  |  |  |  | Rev 0 |  | n/a | n/a | n/a | n/a | n/a | n/a | n/a | n/a | n/a | n/a | n/a | n/a | n/a | n/a | n/a | n/a | n/a | n/a | n/a | n/a | n/a | n/a | n/a | n/a | n/a | n/a | n/a | n/a | n/a | n/a | n/a | n/a | n/a | n/a | n/a | n/a | n/a | n/a | n/a | n/a | n/a | n/a | n/a | n/a | n/a | n/a | n/a | n/a | n/a | n/a | n/a | n/a | n/a | n/a | n/a | n/a | n/a | n/a | n/a | n/a | n/a | n/a | n/a | n/a | n/a | n/a | n/a | n/a | n/a | n/a | n/a | n/a | n/a | n/a | n/a | n/a | n/a | n/a | n/a | n/a | n/a
FDI-0150 |  |  |  |  | Rev 0 |  | n/a | n/a | n/a | n/a | n/a | n/a | n/a | n/a | n/a | n/a | n/a | n/a | n/a | n/a | n/a | n/a | n/a | n/a | n/a | n/a | n/a | n/a | n/a | n/a | n/a | n/a | n/a | n/a | n/a | n/a | n/a | n/a | n/a | n/a | n/a | n/a | n/a | n/a | n/a | n/a | n/a | n/a | n/a | n/a | n/a | n/a | n/a | n/a | n/a | n/a | n/a | n/a | n/a | n/a | n/a | n/a | n/a | n/a | n/a | n/a | n/a | n/a | n/a | n/a | n/a | n/a | n/a | n/a | n/a | n/a | n/a | n/a | n/a | n/a | n/a | n/a | n/a | n/a | n/a | n/a | n/a
FDI-0151 |  |  |  |  | Rev 0 |  | n/a | n/a | n/a | n/a | n/a | n/a | n/a | n/a | n/a | n/a | n/a | n/a | n/a | n/a | n/a | n/a | n/a | n/a | n/a | n/a | n/a | n/a | n/a | n/a | n/a | n/a | n/a | n/a | n/a | n/a | n/a | n/a | n/a | n/a | n/a | n/a | n/a | n/a | n/a | n/a | n/a | n/a | n/a | n/a | n/a | n/a | n/a | n/a | n/a | n/a | n/a | n/a | n/a | n/a | n/a | n/a | n/a | n/a | n/a | n/a | n/a | n/a | n/a | n/a | n/a | n/a | n/a | n/a | n/a | n/a | n/a | n/a | n/a | n/a | n/a | n/a | n/a | n/a | n/a | n/a | n/a
FDI-0152 |  |  |  |  | Rev 0 |  | n/a | n/a | n/a | n/a | n/a | n/a | n/a | n/a | n/a | n/a | n/a | n/a | n/a | n/a | n/a | n/a | n/a | n/a | n/a | n/a | n/a | n/a | n/a | n/a | n/a | n/a | n/a | n/a | n/a | n/a | n/a | n/a | n/a | n/a | n/a | n/a | n/a | n/a | n/a | n/a | n/a | n/a | n/a | n/a | n/a | n/a | n/a | n/a | n/a | n/a | n/a | n/a | n/a | n/a | n/a | n/a | n/a | n/a | n/a | n/a | n/a | n/a | n/a | n/a | n/a | n/a | n/a | n/a | n/a | n/a | n/a | n/a | n/a | n/a | n/a | n/a | n/a | n/a | n/a | n/a | n/a
FDI-0153 |  |  |  |  | Rev 0 |  | n/a | n/a | n/a | n/a | n/a | n/a | n/a | n/a | n/a | n/a | n/a | n/a | n/a | n/a | n/a | n/a | n/a | n/a | n/a | n/a | n/a | n/a | n/a | n/a | n/a | n/a | n/a | n/a | n/a | n/a | n/a | n/a | n/a | n/a | n/a | n/a | n/a | n/a | n/a | n/a | n/a | n/a | n/a | n/a | n/a | n/a | n/a | n/a | n/a | n/a | n/a | n/a | n/a | n/a | n/a | n/a | n/a | n/a | n/a | n/a | n/a | n/a | n/a | n/a | n/a | n/a | n/a | n/a | n/a | n/a | n/a | n/a | n/a | n/a | n/a | n/a | n/a | n/a | n/a | n/a | n/a
FDI-0154 |  |  |  |  | Rev 0 |  | n/a | n/a | n/a | n/a | n/a | n/a | n/a | n/a | n/a | n/a | n/a | n/a | n/a | n/a | n/a | n/a | n/a | n/a | n/a | n/a | n/a | n/a | n/a | n/a | n/a | n/a | n/a | n/a | n/a | n/a | n/a | n/a | n/a | n/a | n/a | n/a | n/a | n/a | n/a | n/a | n/a | n/a | n/a | n/a | n/a | n/a | n/a | n/a | n/a | n/a | n/a | n/a | n/a | n/a | n/a | n/a | n/a | n/a | n/a | n/a | n/a | n/a | n/a | n/a | n/a | n/a | n/a | n/a | n/a | n/a | n/a | n/a | n/a | n/a | n/a | n/a | n/a | n/a | n/a | n/a | n/a
FDI-0155 |  |  |  |  | Rev 0 |  | n/a | n/a | n/a | n/a | n/a | n/a | n/a | n/a | n/a | n/a | n/a | n/a | n/a | n/a | n/a | n/a | n/a | n/a | n/a | n/a | n/a | n/a | n/a | n/a | n/a | n/a | n/a | n/a | n/a | n/a | n/a | n/a | n/a | n/a | n/a | n/a | n/a | n/a | n/a | n/a | n/a | n/a | n/a | n/a | n/a | n/a | n/a | n/a | n/a | n/a | n/a | n/a | n/a | n/a | n/a | n/a | n/a | n/a | n/a | n/a | n/a | n/a | n/a | n/a | n/a | n/a | n/a | n/a | n/a | n/a | n/a | n/a | n/a | n/a | n/a | n/a | n/a | n/a | n/a | n/a | n/a
FDI-0156 |  |  |  |  | Rev 0 |  | n/a | n/a | n/a | n/a | n/a | n/a | n/a | n/a | n/a | n/a | n/a | n/a | n/a | n/a | n/a | n/a | n/a | n/a | n/a | n/a | n/a | n/a | n/a | n/a | n/a | n/a | n/a | n/a | n/a | n/a | n/a | n/a | n/a | n/a | n/a | n/a | n/a | n/a | n/a | n/a | n/a | n/a | n/a | n/a | n/a | n/a | n/a | n/a | n/a | n/a | n/a | n/a | n/a | n/a | n/a | n/a | n/a | n/a | n/a | n/a | n/a | n/a | n/a | n/a | n/a | n/a | n/a | n/a | n/a | n/a | n/a | n/a | n/a | n/a | n/a | n/a | n/a | n/a | n/a | n/a | n/a
FDI-0157 |  |  |  |  | Rev 0 |  | n/a | n/a | n/a | n/a | n/a | n/a | n/a | n/a | n/a | n/a | n/a | n/a | n/a | n/a | n/a | n/a | n/a | n/a | n/a | n/a | n/a | n/a | n/a | n/a | n/a | n/a | n/a | n/a | n/a | n/a | n/a | n/a | n/a | n/a | n/a | n/a | n/a | n/a | n/a | n/a | n/a | n/a | n/a | n/a | n/a | n/a | n/a | n/a | n/a | n/a | n/a | n/a | n/a | n/a | n/a | n/a | n/a | n/a | n/a | n/a | n/a | n/a | n/a | n/a | n/a | n/a | n/a | n/a | n/a | n/a | n/a | n/a | n/a | n/a | n/a | n/a | n/a | n/a | n/a | n/a | n/a
FDI-0158 |  |  |  |  | Rev 0 |  | n/a | n/a | n/a | n/a | n/a | n/a | n/a | n/a | n/a | n/a | n/a | n/a | n/a | n/a | n/a | n/a | n/a | n/a | n/a | n/a | n/a | n/a | n/a | n/a | n/a | n/a | n/a | n/a | n/a | n/a | n/a | n/a | n/a | n/a | n/a | n/a | n/a | n/a | n/a | n/a | n/a | n/a | n/a | n/a | n/a | n/a | n/a | n/a | n/a | n/a | n/a | n/a | n/a | n/a | n/a | n/a | n/a | n/a | n/a | n/a | n/a | n/a | n/a | n/a | n/a | n/a | n/a | n/a | n/a | n/a | n/a | n/a | n/a | n/a | n/a | n/a | n/a | n/a | n/a | n/a | n/a
FDI-0159 |  |  |  |  | Rev 0 |  | n/a | n/a | n/a | n/a | n/a | n/a | n/a | n/a | n/a | n/a | n/a | n/a | n/a | n/a | n/a | n/a | n/a | n/a | n/a | n/a | n/a | n/a | n/a | n/a | n/a | n/a | n/a | n/a | n/a | n/a | n/a | n/a | n/a | n/a | n/a | n/a | n/a | n/a | n/a | n/a | n/a | n/a | n/a | n/a | n/a | n/a | n/a | n/a | n/a | n/a | n/a | n/a | n/a | n/a | n/a | n/a | n/a | n/a | n/a | n/a | n/a | n/a | n/a | n/a | n/a | n/a | n/a | n/a | n/a | n/a | n/a | n/a | n/a | n/a | n/a | n/a | n/a | n/a | n/a | n/a | n/a
FDI-0160 |  |  |  |  | Rev 0 |  | n/a | n/a | n/a | n/a | n/a | n/a | n/a | n/a | n/a | n/a | n/a | n/a | n/a | n/a | n/a | n/a | n/a | n/a | n/a | n/a | n/a | n/a | n/a | n/a | n/a | n/a | n/a | n/a | n/a | n/a | n/a | n/a | n/a | n/a | n/a | n/a | n/a | n/a | n/a | n/a | n/a | n/a | n/a | n/a | n/a | n/a | n/a | n/a | n/a | n/a | n/a | n/a | n/a | n/a | n/a | n/a | n/a | n/a | n/a | n/a | n/a | n/a | n/a | n/a | n/a | n/a | n/a | n/a | n/a | n/a | n/a | n/a | n/a | n/a | n/a | n/a | n/a | n/a | n/a | n/a | n/a
FDI-0161 |  |  |  |  | Rev 0 |  | n/a | n/a | n/a | n/a | n/a | n/a | n/a | n/a | n/a | n/a | n/a | n/a | n/a | n/a | n/a | n/a | n/a | n/a | n/a | n/a | n/a | n/a | n/a | n/a | n/a | n/a | n/a | n/a | n/a | n/a | n/a | n/a | n/a | n/a | n/a | n/a | n/a | n/a | n/a | n/a | n/a | n/a | n/a | n/a | n/a | n/a | n/a | n/a | n/a | n/a | n/a | n/a | n/a | n/a | n/a | n/a | n/a | n/a | n/a | n/a | n/a | n/a | n/a | n/a | n/a | n/a | n/a | n/a | n/a | n/a | n/a | n/a | n/a | n/a | n/a | n/a | n/a | n/a | n/a | n/a | n/a
FDI-0162 |  |  |  |  | Rev 0 |  | n/a | n/a | n/a | n/a | n/a | n/a | n/a | n/a | n/a | n/a | n/a | n/a | n/a | n/a | n/a | n/a | n/a | n/a | n/a | n/a | n/a | n/a | n/a | n/a | n/a | n/a | n/a | n/a | n/a | n/a | n/a | n/a | n/a | n/a | n/a | n/a | n/a | n/a | n/a | n/a | n/a | n/a | n/a | n/a | n/a | n/a | n/a | n/a | n/a | n/a | n/a | n/a | n/a | n/a | n/a | n/a | n/a | n/a | n/a | n/a | n/a | n/a | n/a | n/a | n/a | n/a | n/a | n/a | n/a | n/a | n/a | n/a | n/a | n/a | n/a | n/a | n/a | n/a | n/a | n/a | n/a
FDI-0163 |  |  |  |  | Rev 0 |  | n/a | n/a | n/a | n/a | n/a | n/a | n/a | n/a | n/a | n/a | n/a | n/a | n/a | n/a | n/a | n/a | n/a | n/a | n/a | n/a | n/a | n/a | n/a | n/a | n/a | n/a | n/a | n/a | n/a | n/a | n/a | n/a | n/a | n/a | n/a | n/a | n/a | n/a | n/a | n/a | n/a | n/a | n/a | n/a | n/a | n/a | n/a | n/a | n/a | n/a | n/a | n/a | n/a | n/a | n/a | n/a | n/a | n/a | n/a | n/a | n/a | n/a | n/a | n/a | n/a | n/a | n/a | n/a | n/a | n/a | n/a | n/a | n/a | n/a | n/a | n/a | n/a | n/a | n/a | n/a | n/a
FDI-0164 |  |  |  |  | Rev 0 |  | n/a | n/a | n/a | n/a | n/a | n/a | n/a | n/a | n/a | n/a | n/a | n/a | n/a | n/a | n/a | n/a | n/a | n/a | n/a | n/a | n/a | n/a | n/a | n/a | n/a | n/a | n/a | n/a | n/a | n/a | n/a | n/a | n/a | n/a | n/a | n/a | n/a | n/a | n/a | n/a | n/a | n/a | n/a | n/a | n/a | n/a | n/a | n/a | n/a | n/a | n/a | n/a | n/a | n/a | n/a | n/a | n/a | n/a | n/a | n/a | n/a | n/a | n/a | n/a | n/a | n/a | n/a | n/a | n/a | n/a | n/a | n/a | n/a | n/a | n/a | n/a | n/a | n/a | n/a | n/a | n/a
FDI-0165 |  |  |  |  | Rev 0 |  | n/a | n/a | n/a | n/a | n/a | n/a | n/a | n/a | n/a | n/a | n/a | n/a | n/a | n/a | n/a | n/a | n/a | n/a | n/a | n/a | n/a | n/a | n/a | n/a | n/a | n/a | n/a | n/a | n/a | n/a | n/a | n/a | n/a | n/a | n/a | n/a | n/a | n/a | n/a | n/a | n/a | n/a | n/a | n/a | n/a | n/a | n/a | n/a | n/a | n/a | n/a | n/a | n/a | n/a | n/a | n/a | n/a | n/a | n/a | n/a | n/a | n/a | n/a | n/a | n/a | n/a | n/a | n/a | n/a | n/a | n/a | n/a | n/a | n/a | n/a | n/a | n/a | n/a | n/a | n/a | n/a
FDI-0166 |  |  |  |  | Rev 0 |  | n/a | n/a | n/a | n/a | n/a | n/a | n/a | n/a | n/a | n/a | n/a | n/a | n/a | n/a | n/a | n/a | n/a | n/a | n/a | n/a | n/a | n/a | n/a | n/a | n/a | n/a | n/a | n/a | n/a | n/a | n/a | n/a | n/a | n/a | n/a | n/a | n/a | n/a | n/a | n/a | n/a | n/a | n/a | n/a | n/a | n/a | n/a | n/a | n/a | n/a | n/a | n/a | n/a | n/a | n/a | n/a | n/a | n/a | n/a | n/a | n/a | n/a | n/a | n/a | n/a | n/a | n/a | n/a | n/a | n/a | n/a | n/a | n/a | n/a | n/a | n/a | n/a | n/a | n/a | n/a | n/a
FDI-0167 |  |  |  |  | Rev 0 |  | n/a | n/a | n/a | n/a | n/a | n/a | n/a | n/a | n/a | n/a | n/a | n/a | n/a | n/a | n/a | n/a | n/a | n/a | n/a | n/a | n/a | n/a | n/a | n/a | n/a | n/a | n/a | n/a | n/a | n/a | n/a | n/a | n/a | n/a | n/a | n/a | n/a | n/a | n/a | n/a | n/a | n/a | n/a | n/a | n/a | n/a | n/a | n/a | n/a | n/a | n/a | n/a | n/a | n/a | n/a | n/a | n/a | n/a | n/a | n/a | n/a | n/a | n/a | n/a | n/a | n/a | n/a | n/a | n/a | n/a | n/a | n/a | n/a | n/a | n/a | n/a | n/a | n/a | n/a | n/a | n/a
FDI-0168 |  |  |  |  | Rev 0 |  | n/a | n/a | n/a | n/a | n/a | n/a | n/a | n/a | n/a | n/a | n/a | n/a | n/a | n/a | n/a | n/a | n/a | n/a | n/a | n/a | n/a | n/a | n/a | n/a | n/a | n/a | n/a | n/a | n/a | n/a | n/a | n/a | n/a | n/a | n/a | n/a | n/a | n/a | n/a | n/a | n/a | n/a | n/a | n/a | n/a | n/a | n/a | n/a | n/a | n/a | n/a | n/a | n/a | n/a | n/a | n/a | n/a | n/a | n/a | n/a | n/a | n/a | n/a | n/a | n/a | n/a | n/a | n/a | n/a | n/a | n/a | n/a | n/a | n/a | n/a | n/a | n/a | n/a | n/a | n/a | n/a
FDI-0169 |  |  |  |  | Rev 0 |  | n/a | n/a | n/a | n/a | n/a | n/a | n/a | n/a | n/a | n/a | n/a | n/a | n/a | n/a | n/a | n/a | n/a | n/a | n/a | n/a | n/a | n/a | n/a | n/a | n/a | n/a | n/a | n/a | n/a | n/a | n/a | n/a | n/a | n/a | n/a | n/a | n/a | n/a | n/a | n/a | n/a | n/a | n/a | n/a | n/a | n/a | n/a | n/a | n/a | n/a | n/a | n/a | n/a | n/a | n/a | n/a | n/a | n/a | n/a | n/a | n/a | n/a | n/a | n/a | n/a | n/a | n/a | n/a | n/a | n/a | n/a | n/a | n/a | n/a | n/a | n/a | n/a | n/a | n/a | n/a | n/a

## Unit 1 FDIs
FDI # | Full FDI Number | Rev | Description | Superseding | Notes | Implementation Date | 1WP001 | 1WP002 | 1WP003 | 1WP004 | 1WP005 | 1WP006 | 1WP008 | 1WP009 | 1WP010 | 1WP011 | 1WP012 | 1WP013 | 1WP014 | 1WP016 | 1WP017 | 1WP018 | 1WP019 | 1WP020 | 1WP021 | 1WP022 | 1WP023 | 1WP024 | 1WP025 | 1WP026 | 1WP027 | 1WP028 | 1WP029 | 1WP030 | 1WP031 | 1WP079 | 0AW001 | 0AW002 | 1AW001 | 1AW002 | 1AW003 | 1AW004 | 1AW035 | 1AW005 | 1AW006 | 1AW007 | 1AW008 | 1AW009 | 1AW010 | 1AW13A | 1AW13B | 1AW13C | 1AW13D | 1AW13E | 1AW13F | 1AW13G | 1AW13H | 1AW13J | 1AW13K | 1AW13L | 1AW13M | 1AW032 | 1AW033 | 1AW034 | 1AW37A | 1AW37B | 1AW060 | 1AW062 | 1AW063 | 1AW064 | 1AW065 | 1AW066 | 1AW067 | 1AW068 | 1AW069 | 1AW070 | 1AW071 | 1AW072 | 1AW055 | 1AW078 | 1AW118 | 1AW61A | 1AW61B | CPU1073 | CPU1074 | CPU1075 | CPU1076 | CPU1077 | CPU1036
FoxLetter-FDI-0001 | LT1-31113-0098 |  | LT1-31113-0098 General update - DR's RTN,TMR |  | FoxGE letter |  | X | X | X | X | X | X | X | X | X | X | X | X | X | X | X | X | X | X | X | X | X | X | X | X | X | X | X | X | X | X | X | X | X | X | X | X | X | X | X | X | X | X | X | X | X | X | X | X | X | X | X | X | X | X | X | X | X | X | X | X | X | X | X | X | X | X | X | X | X | X | X | X | X | X | X | X | X
Site-FDI-0001 | LT1-31113-0103 |  | LT1-31113-0103-C Modify file D:/usr/fox/bin/fox_apps.dat to include AAS |  | Site generated not generated out of the FoxMass office |  | n/a | n/a | n/a | n/a | n/a | n/a | n/a | n/a | n/a | n/a | n/a | n/a | n/a | n/a | n/a | n/a | n/a | n/a | n/a | n/a | n/a | n/a | n/a | n/a | n/a | n/a | n/a | n/a | n/a | n/a | n/a | n/a | n/a | n/a | n/a | n/a | n/a | X | X | n/a | n/a | n/a | n/a | n/a | n/a | n/a | n/a | n/a | n/a | n/a | n/a | n/a | n/a | n/a | n/a | n/a | n/a | n/a | n/a | n/a | n/a | n/a | n/a | n/a | n/a | n/a | n/a | n/a | n/a | n/a | n/a | n/a | n/a | n/a | n/a | n/a | n/a | n/a | n/a | n/a | n/a | n/a | n/a
Site-FDI-0002 | LT1-31113-0104 |  | LT1-31113-0104-C Update Environment files on 1C91-DCTR-1030, U1_MCC_OPER_S and U1_MCC_OPER_L |  | Site generated not generated out of the FoxMass office |  | n/a | n/a | n/a | n/a | n/a | n/a | n/a | n/a | n/a | n/a | n/a | n/a | n/a | n/a | n/a | n/a | n/a | n/a | n/a | n/a | n/a | n/a | n/a | n/a | n/a | n/a | n/a | X | n/a | n/a | n/a | n/a | n/a | n/a | n/a | n/a | n/a | n/a | n/a | n/a | n/a | n/a | n/a | n/a | n/a | n/a | n/a | n/a | n/a | n/a | n/a | n/a | n/a | n/a | n/a | n/a | n/a | n/a | n/a | n/a | n/a | n/a | n/a | n/a | n/a | n/a | n/a | n/a | n/a | n/a | n/a | n/a | n/a | n/a | n/a | n/a | n/a | n/a | n/a | n/a | n/a | n/a | n/a
Site-FDI-0003 | LT1-31113-0106 |  | LT1-31113-0106-C Modify Calibration pull-down pick, edit 2nd line of file D:/opt/fox/env/soft.env - "Calibrate" "run control.exe mistouch.cpl" -p 122 |  | Site generated not generated out of the FoxMass office |  | X | X | X | X | X | X | X | X | X | X | X | X | X | X | X | X | X | X | X | X | X | X | X | X | X | X | X | X | X | X | [10 empty] | X | X | [13 empty] | X | X | X
FoxLetter-FDI-0001 | LT1-31113-0119 |  | LT1-31113-0119 General Update, inconsistancies between 1R13 DCT and 1R13 Electrical On-line Diagrams |  | FoxGE letter
Site-FDI-0004 | LT1-31113-0120 |  | LT1-31113-0120-C Installation of QF1008446A to correct issue with D:/usr/fox/system32/fox.dll |  | Site generated not generated out of the FoxMass office |  | n/a | n/a | n/a | n/a | n/a | n/a | n/a | n/a | n/a | n/a | n/a | n/a | n/a | n/a | n/a | n/a | n/a | n/a | n/a | n/a | n/a | n/a | n/a | n/a | n/a | n/a | n/a | n/a | n/a | n/a | n/a | n/a | n/a | n/a | n/a | n/a | n/a | n/a | n/a | n/a | n/a | n/a | n/a | n/a | n/a | n/a | n/a | n/a | n/a | n/a | n/a | n/a | n/a | n/a | n/a | n/a | n/a | n/a | n/a | n/a | n/a | n/a | n/a | n/a | X | X | n/a | n/a | n/a | n/a | n/a | n/a | n/a | n/a | n/a | n/a | n/a | n/a | n/a | n/a | n/a | n/a | n/a
FoxLetter-FDI-0002 | LT1-31113-0121 |  | LT1-31113-0121 1R10 Update |  | FoxGE letter
FoxLetter-FDI-0003 | LT1-31113-0133 |  | LT1-31113-0133 1R12 (LSWG) Control Overlays, Non-Safety DCIS |  | FoxGE letter
Site-FDI-0005 | LT1-31113-0138 |  | LT1-31113-0138 Installation of cable per 96F-67164-1H11-EC9002 Rev 4 |  | Site generated not generated out of the FoxMass office |  | n/a | n/a | n/a | n/a | n/a | n/a | n/a | n/a | n/a | n/a | n/a | n/a | n/a | n/a | n/a | n/a | n/a | n/a | n/a | n/a | n/a | n/a | n/a | n/a | n/a | n/a | n/a | n/a | n/a | n/a | n/a | n/a | n/a | n/a | n/a | n/a | n/a | n/a | n/a | n/a | n/a | n/a | n/a | n/a | n/a | n/a | n/a | n/a | n/a | n/a | n/a | n/a | n/a | n/a | n/a | n/a | n/a | n/a | X | n/a | n/a | n/a | n/a | n/a | n/a | n/a | n/a | n/a | n/a | n/a | n/a | n/a | n/a | n/a | n/a | n/a | n/a | n/a | n/a | n/a | n/a | n/a | n/a
Site-FDI-0006 | LT1-31113-0139 |  | LT1-31113-0139-C Restore the file D:/usr/fox/system32/ShellCtrl.exe |  | Site generated not generated out of the FoxMass office |  | n/a | n/a | n/a | n/a | n/a | n/a | n/a | n/a | n/a | n/a | n/a | n/a | n/a | n/a | n/a | n/a | n/a | n/a | n/a | X | X | n/a | X | n/a | n/a | n/a | n/a | n/a | n/a | n/a | n/a | n/a | n/a | n/a | n/a | n/a | n/a | n/a | n/a | n/a | n/a | n/a | n/a | n/a | n/a | n/a | n/a | n/a | n/a | n/a | n/a | n/a | n/a | n/a | n/a | n/a | n/a | n/a | n/a | n/a | n/a | n/a | n/a | n/a | n/a | n/a | n/a | n/a | n/a | n/a | n/a | n/a | n/a | n/a | n/a | X | X | n/a | n/a | n/a | n/a | n/a | n/a
Site-FDI-0007 | LT1-31113-0145 |  | LT1-31113-0145-C Wiring/termination changes for the Main Control Room panels identified in FDDR LT1-1400 Rev 0 |  | Site generated not generated out of the FoxMass office
FDI-0001 | LT1-31113-0147 |  | Installation of LT1-31113-0147 Main Control Room 19” Display Controllers (DCTR) Display Resolution Change from SXGA to XGA |  | Requires LVD FDI-0007? |  | X | X | X | X | X | X | X | X | X | X | X | n/a | X | X | n/a | X | n/a | X | n/a | X | n/a | X | n/a | X | n/a | X | n/a | X | n/a | n/a | n/a | n/a | n/a | n/a | n/a | n/a | n/a | n/a | n/a | n/a | n/a | n/a | n/a | n/a | n/a | n/a | n/a | n/a | n/a | n/a | n/a | n/a | n/a | n/a | n/a | X | X | X | n/a | n/a | n/a | n/a | n/a | n/a | n/a | n/a | n/a | n/a | n/a | n/a | n/a | n/a | n/a | n/a | n/a | n/a | n/a | n/a | n/a | n/a | n/a | n/a | n/a
FDI-0002 | LT1-31113-0143 |  | Installation of FDI LT1-31113-0143 Updating AIM*AT Version 3.2.4 to AIM*AT Version 3.3.1.127 | QF1014463 | FDI-0045 |  | n/a | n/a | n/a | n/a | n/a | n/a | n/a | n/a | n/a | n/a | n/a | n/a | n/a | n/a | n/a | n/a | n/a | n/a | n/a | n/a | n/a | n/a | n/a | n/a | n/a | n/a | n/a | n/a | n/a | n/a | n/a | n/a | n/a | n/a | n/a | n/a | n/a | n/a | n/a | n/a | n/a | n/a | n/a | X | X | X | X | X | X | X | X | X | X | X | X | n/a | n/a | n/a | n/a | n/a | n/a | n/a | X | n/a | n/a | n/a | n/a | n/a | n/a | n/a | n/a | n/a | n/a | n/a | n/a | n/a | n/a | n/a | n/a | n/a | n/a | n/a | n/a
FDI-0003 | LT1-31113-0142 |  | Installation of FDI LT1-31113-0142 Making the Modifications Required to Historize Operator Actions |  | Rev 0 |  | X | X | X | X | X | X | X | X | X | X | X | X | X | X | X | X | X | X | X | X | X | X | X | X | X | X | X | X | X | X | X | X | X | X | X | X | X | X | X | X | X | X | X | n/a | n/a | n/a | n/a | n/a | n/a | n/a | n/a | n/a | n/a | n/a | n/a | X | X | X | X | X | n/a | n/a | n/a | n/a | n/a | n/a | n/a | n/a | n/a | n/a | n/a | n/a | n/a | n/a | X | X | X | n/a | n/a | n/a | n/a | n/a | n/a
FDI-0004 | LT1-31113-0148 |  | Installation of FDI LT1-31113-0148 Making the Modifications Required to Historize System Monitor Alarms |  | Rev 0 |  | X | n/a | n/a | n/a | n/a | n/a | n/a | n/a | n/a | n/a | n/a | n/a | n/a | n/a | n/a | n/a | n/a | n/a | n/a | n/a | n/a | n/a | n/a | n/a | n/a | n/a | n/a | n/a | n/a | n/a | X | X | n/a | n/a | n/a | n/a | n/a | X | n/a | n/a | n/a | n/a | n/a | X | X | n/a | n/a | X | X | X | X | X | X | X | X | X | X | n/a | X | n/a | n/a | n/a | n/a | n/a | n/a | n/a | n/a | n/a | n/a | n/a | n/a | n/a | n/a | n/a | n/a | n/a | n/a | n/a | n/a | n/a | n/a | n/a | n/a
FDI-0005 | LT1-31113-0149 |  | Installation of FDI LT1-31113-0149 Allowing Access to Network Connection Properties On P92 Workstations |  | Rev 0 |  | X | X | X | X | X | X | X | X | X | X | X | X | X | X | X | X | X | X | X | X | X | X | X | X | X | X | X | X | X | X | X | X | X | X | X | X | X | X | X | X | X | X | X | X | X | X | X | X | X | X | X | X | X | X | X | X | X | X | X | X | X | X | X | X | X | X | X | X | X | X | X | X | X | X | X | X | X | n/a | n/a | n/a | n/a | n/a | n/a
FDI-0006 |  |  | How to install and test software update QF1012324. This software update is required to fix a problem in the SMDH software | QF1031834C | FDI-0351 |  | X | X | X | X | X | X | X | X | X | X | X | X | X | X | X | X | X | X | X | X | X | X | X | X | X | X | X | X | X | X | X | X | X | X | X | X | X | X | X | X | X | X | X | n/a | n/a | n/a | n/a | n/a | n/a | n/a | n/a | n/a | n/a | n/a | n/a | X | X | X | n/a | n/a | n/a | n/a | n/a | n/a | n/a | n/a | n/a | n/a | n/a | n/a | n/a | n/a | n/a | n/a | X | X | X | n/a | n/a | n/a | n/a | n/a | n/a
FDI-0007 | LT1-31113-0112 |  | Installation of FDI LT1-31113-0112 Main Control Room 19” Display Controllers (DCTR) Environment Changes to Enable the LVD Button |  | prereq for FDI-0001 |  | X | X | X | X | X | X | X | X | X | X | X | n/a | X | X | n/a | X | n/a | X | n/a | X | n/a | X | n/a | X | n/a | X | n/a | X | n/a | n/a | n/a | n/a | n/a | n/a | n/a | n/a | n/a | n/a | n/a | n/a | n/a | n/a | n/a | n/a | n/a | n/a | n/a | n/a | n/a | n/a | n/a | n/a | n/a | n/a | n/a | X | X | X | n/a | n/a | n/a | n/a | n/a | n/a | n/a | n/a | n/a | n/a | n/a | n/a | n/a | n/a | n/a | n/a | n/a | n/a | n/a | n/a | n/a | n/a | n/a | n/a | n/a
FDI-0008 | LT1-31113-0159 |  | Installation of FDI LT1-31113-0159 Installation of Software Update QF1009910 On P92 Workstations. This update is required for AFP to be compatible with the AMS software update. | Yes - QF1056233 | This also modifies the foxboro.loc |  | X | X | X | X | X | X | X | X | X | X | X | X | X | X | X | X | X | X | X | X | X | X | X | X | X | X | X | X | X | X | X | X | X | X | X | X | X | X | X | X | X | X | X | X | X | X | X | X | X | X | X | X | X | X | X | X | X | X | X | X | X | X | X | X | X | X | X | X | X | X | X | X | X | X | X | X | X | n/a | n/a | n/a | n/a | n/a | n/a
FDI-0009 | LT1-31113-0165 |  | Installation of FDI LT1-31113-0165 Re-installing OLPS Software | yes | FDI-0382 |  | X | X | X | X | X | X | X | X | X | X | X | X | X | X | X | X | X | X | X | X | X | X | X | X | X | X | X | X | X | X | X | X | X | X | X | X | X | X | X | X | X | X | X | n/a | n/a | n/a | n/a | n/a | n/a | n/a | n/a | n/a | n/a | n/a | n/a | X | X | X | n/a | n/a | X | n/a | n/a | n/a | n/a | n/a | n/a | n/a | n/a | n/a | n/a | n/a | n/a | n/a | X | X | X | n/a | n/a | n/a | n/a | n/a | n/a
FDI-0010 | LT1-31113-0144 |  | Installation of FDI LT1-31113-0144 Installation of FoxView/FoxDraw on AIM Historian CPUs and Update of dmcfg file on all FoxView/FoxDraw CPUs |  | Rev 0 |  | X | X | X | X | X | X | X | X | X | X | X | X | X | X | X | X | X | X | X | X | X | X | X | X | X | X | X | X | X | X | X | X | X | X | X | X | X | X | X | X | X | X | X | X | X | X | X | X | X | X | X | X | X | X | X | X | X | X | X | X | n/a | n/a | n/a | n/a | n/a | n/a | n/a | n/a | n/a | n/a | n/a | n/a | n/a | n/a | X | X | X | n/a | n/a | n/a | n/a | n/a | n/a
FDI-0011 | LT1-31113-0117 |  | Installation of FDI LT1-31113-0117, Update to GroupPoin t.exe, TCL, TAClient, Protect all & LVD.fdf |  | Rev 2 | 2011-08-22 | X | X | X | X | X | X | X | X | X | X | X | X | X | X | X | X | X | X | X | X | X | X | X | X | X | X | X | X | X | X | X | X | X | X | X | X | X | X | X | X | X | X | X | n/a | n/a | n/a | n/a | n/a | n/a | n/a | n/a | n/a | n/a | n/a | n/a | X | X | X | n/a | n/a | n/a | n/a | n/a | n/a | n/a | n/a | n/a | n/a | n/a | n/a | n/a | n/a | n/a | n/a | X | X | X | n/a | n/a | n/a | n/a | n/a | n/a
FDI-0012 | LT1-31113-0164 |  | Installation of FDI LT1-31113-0164 Installation of NetSight Console Topology Manager |  | Rev 0 | 2010-12-13 | n/a | n/a | n/a | n/a | n/a | n/a | n/a | n/a | n/a | n/a | n/a | n/a | n/a | n/a | n/a | n/a | n/a | n/a | n/a | n/a | n/a | n/a | n/a | n/a | n/a | n/a | n/a | n/a | n/a | n/a | n/a | n/a | n/a | n/a | n/a | n/a | n/a | n/a | n/a | n/a | n/a | n/a | n/a | n/a | n/a | n/a | n/a | n/a | n/a | n/a | n/a | n/a | n/a | n/a | n/a | n/a | n/a | n/a | n/a | n/a | n/a | n/a | n/a | n/a | n/a | n/a | n/a | n/a | n/a | n/a | n/a | n/a | X | n/a | n/a | n/a | n/a | n/a | n/a | n/a | n/a | n/a | n/a
FDI-0013 | LT1-31113-0166 |  | Installation of FDI LT1-31113-0166 Adding User “Fox” as an Authorized User of AIM* AT Inform |  | Rev 0 |  | n/a | n/a | n/a | n/a | n/a | n/a | n/a | n/a | n/a | n/a | n/a | n/a | n/a | n/a | n/a | n/a | n/a | n/a | n/a | n/a | n/a | n/a | n/a | n/a | n/a | n/a | n/a | n/a | n/a | n/a | n/a | n/a | n/a | n/a | n/a | n/a | n/a | n/a | n/a | n/a | n/a | n/a | n/a | X | X | X | X | X | X | X | X | X | X | X | X | n/a | n/a | n/a | n/a | n/a | n/a | n/a | n/a | n/a | n/a | n/a | n/a | n/a | n/a | n/a | n/a | n/a | n/a | n/a | n/a | n/a | n/a | n/a | n/a | n/a | n/a | n/a | n/a
FDI-0014 | LT1-31113-0141 |  | Installation of FDI LT1-31113-0141 Installing Environments on 1AW37A and 1AW37B |  | Rev 0 |  | X | X | X | X | X | X | X | X | X | X | X | X | X | X | X | X | X | X | X | X | X | X | X | X | X | X | X | X | X | X | X | X | X | X | X | X | X | X | X | X | X | X | X | X | X | X | X | X | X | X | X | X | X | X | X | X | X | X | X | X | n/a | n/a | n/a | n/a | n/a | n/a | n/a | n/a | n/a | n/a | n/a | n/a | n/a | n/a | X | X | X | n/a | n/a | n/a | n/a | n/a | n/a
FDI-0015 | LT1-31113-0167 |  | Installation of FDI LT1-31113-0167 Replacing Incorrect Power Monitoring Relays in 1H12-PL-1061 |  | Rev 0 |  | n/a | n/a | n/a | n/a | n/a | n/a | n/a | n/a | n/a | n/a | n/a | n/a | n/a | n/a | n/a | n/a | n/a | n/a | n/a | n/a | n/a | n/a | n/a | n/a | n/a | n/a | n/a | n/a | n/a | n/a | n/a | n/a | n/a | n/a | n/a | n/a | n/a | n/a | n/a | n/a | n/a | n/a | n/a | n/a | n/a | n/a | n/a | n/a | n/a | n/a | n/a | n/a | n/a | n/a | n/a | n/a | n/a | n/a | n/a | n/a | n/a | n/a | n/a | n/a | n/a | n/a | n/a | n/a | n/a | n/a | n/a | n/a | n/a | n/a | n/a | n/a | n/a | n/a | n/a | n/a | n/a | n/a | n/a
FDI-0016 | LT1-31113-0168 |  | Installation of FDI LT1-31113-0168 Restoring a Corrupted destact.cfg File on workstation 1AW13M. |  | Rev 0 |  | n/a | n/a | n/a | n/a | n/a | n/a | n/a | n/a | n/a | n/a | n/a | n/a | n/a | n/a | n/a | n/a | n/a | n/a | n/a | n/a | n/a | n/a | n/a | n/a | n/a | n/a | n/a | n/a | n/a | n/a | n/a | n/a | n/a | n/a | n/a | n/a | n/a | X | n/a | n/a | n/a | n/a | X | n/a | n/a | n/a | n/a | n/a | n/a | n/a | n/a | n/a | n/a | n/a | X | n/a | n/a | n/a | n/a | n/a | n/a | n/a | n/a | n/a | n/a | n/a | n/a | n/a | n/a | n/a | n/a | n/a | n/a | n/a | n/a | n/a | n/a | n/a | n/a | n/a | n/a | n/a | n/a
FDI-0017 | LT1-31113-0173 |  | Installation of FDI LT1-31113-0173 Installation of Software Update QF1012452 and QF1012324 On Unit 1 to enable a Control Processor to detect the failure of a single IPM and generate a system alarm message. | QF1014794 & none | FDI-0081 |  | X | X | X | X | X | X | X | X | X | X | X | X | X | X | X | X | X | X | X | X | X | X | X | X | X | X | X | X | X | X | n/a | n/a | X | X | X | X | X | X | X | X | X | X | X | n/a | n/a | n/a | n/a | n/a | n/a | n/a | n/a | n/a | n/a | n/a | n/a | X | X | X | n/a | n/a | n/a | n/a | n/a | n/a | n/a | n/a | n/a | n/a | n/a | n/a | n/a | n/a | n/a | n/a | X | X | X | n/a | n/a | n/a | n/a | n/a | n/a
FDI-0018 | LT1-31113-0172 |  | Installation of FDI LT1-31113-0172 Installation of FDSI Configurator on 1C91-CPU-1009 and 1C91-CPU-1010 |  | Rev 0 |  | n/a | n/a | n/a | n/a | n/a | n/a | n/a | n/a | n/a | n/a | n/a | n/a | n/a | n/a | n/a | n/a | n/a | n/a | n/a | n/a | n/a | n/a | n/a | n/a | n/a | n/a | n/a | n/a | n/a | n/a | n/a | n/a | n/a | n/a | n/a | n/a | n/a | n/a | n/a | n/a | n/a | X | X | n/a | n/a | n/a | n/a | n/a | n/a | n/a | n/a | n/a | n/a | n/a | n/a | n/a | n/a | n/a | n/a | n/a | n/a | n/a | n/a | n/a | n/a | n/a | n/a | n/a | n/a | n/a | n/a | n/a | n/a | n/a | n/a | n/a | n/a | n/a | n/a | n/a | n/a | n/a | n/a
FDI-0019 | LT1-31113-0214 |  | Installation of FDI LT1-31113-0214. ICC Add/Modify Blocks. |  | Rev 0 | 8/3/2011, 5/10/2011 | n/a | n/a | n/a | n/a | n/a | n/a | n/a | n/a | n/a | n/a | n/a | n/a | n/a | n/a | n/a | n/a | n/a | n/a | n/a | n/a | n/a | n/a | n/a | n/a | n/a | n/a | n/a | n/a | n/a | n/a | n/a | n/a | n/a | n/a | n/a | n/a | n/a | n/a | n/a | n/a | X | X | n/a | n/a | n/a | n/a | n/a | n/a | n/a | n/a | n/a | n/a | n/a | n/a | n/a | n/a | n/a | n/a | n/a | n/a | n/a | n/a | n/a | n/a | n/a | n/a | n/a | n/a | n/a | n/a | n/a | n/a | n/a | n/a | n/a | n/a | n/a | n/a | n/a | n/a | n/a | n/a | n/a
FDI-0020 | LT1-31113-0182 |  | Installation of FDI LT1-31113-0182 Preventing User Modification of Pre-defined Alarm Match Configuration Files |  | Rev 0 |  | X | X | X | X | X | X | X | X | X | X | X | X | X | X | X | X | X | X | X | X | X | X | X | X | X | X | X | X | X | X | n/a | n/a | X | X | X | X | X | X | X | X | X | X | X | n/a | n/a | n/a | n/a | n/a | n/a | n/a | n/a | n/a | n/a | n/a | n/a | X | X | X | n/a | n/a | n/a | n/a | n/a | n/a | n/a | n/a | n/a | n/a | n/a | n/a | n/a | n/a | n/a | n/a | X | X | X | n/a | n/a | n/a | n/a | n/a | n/a
FDI-0021 | LT1-31113-0155 |  | Installation of FDI LT1-31113-0155 defines how to install Non-1E DCIS software changes. |  | Rev 4 | 8/12/2011, 3/25/2013 | n/a | n/a | n/a | n/a | n/a | n/a | n/a | n/a | n/a | n/a | n/a | n/a | n/a | n/a | n/a | n/a | n/a | n/a | n/a | n/a | n/a | n/a | n/a | n/a | n/a | n/a | n/a | n/a | n/a | n/a | X | X | n/a | n/a | n/a | n/a | n/a | X | X | X | X | X | X | n/a | n/a | n/a | n/a | n/a | n/a | n/a | n/a | n/a | n/a | n/a | n/a | n/a | n/a | n/a | n/a | n/a | n/a | n/a | n/a | n/a | n/a | n/a | n/a | n/a | n/a | n/a | n/a | n/a | n/a | n/a | n/a | n/a | n/a | n/a | n/a | n/a | n/a | n/a | n/a
FDI-0022 | LT1-31113-0183 |  | Installation of FDI LT1-31113-0183 Updating AIM*AT 3.3.1 to add QF1012612. It also defines the equipment ID’s of the CPU’s to be updated. | QF1146394 | FDI-0719 |  | n/a | n/a | n/a | n/a | n/a | n/a | n/a | n/a | n/a | n/a | n/a | n/a | n/a | n/a | n/a | n/a | n/a | n/a | n/a | n/a | n/a | n/a | n/a | n/a | n/a | n/a | n/a | n/a | n/a | n/a | n/a | n/a | n/a | n/a | n/a | n/a | n/a | n/a | n/a | n/a | n/a | n/a | n/a | X | X | X | X | X | X | X | X | X | X | X | X | n/a | n/a | n/a | n/a | n/a | n/a | n/a | X | n/a | n/a | n/a | n/a | n/a | n/a | n/a | n/a | n/a | n/a | n/a | n/a | n/a | n/a | n/a | n/a | n/a | n/a | n/a | n/a
FDI-0023 | LT1-31113-0185 |  | Installation of FDI LT1-31113-0185 Installation of The Transient Recording and Analysis Software. |  | Rev 1 | 2011-02-15 | X | X | X | X | X | X | X | X | X | X | X | X | X | X | X | X | X | X | X | X | X | X | X | X | X | X | X | X | X | X | X | X | X | X | X | X | X | X | X | X | X | X | X | X | X | X | X | X | X | X | X | X | X | X | X | X | X | X | n/a | n/a | n/a | X | X | n/a | n/a | n/a | n/a | n/a | n/a | n/a | n/a | n/a | n/a | n/a | X | X | X | n/a | n/a | n/a | n/a | n/a | n/a
FDI-0024 | LT1-31113-0186 |  | Installation of FDI LT1-31113-0186 Re-installing OLPS Software | yes | FDI-0382 |  | X | X | X | X | X | X | X | X | X | X | X | X | X | X | X | X | X | X | X | X | X | X | X | X | X | X | X | X | X | X | X | X | X | X | X | X | X | X | X | X | X | X | X | n/a | n/a | n/a | n/a | n/a | n/a | n/a | n/a | n/a | n/a | n/a | n/a | X | X | X | n/a | n/a | X | n/a | n/a | n/a | n/a | n/a | n/a | n/a | n/a | n/a | n/a | n/a | n/a | n/a | X | X | X | n/a | n/a | n/a | n/a | n/a | n/a
FDI-0025 | LT1-31113-0197 |  | Installation of FDI LT1-31113-0197. it defines how to install Non-1E DCIS software changes. |  | Rev 0 |  | X | X | X | X | X | X | X | X | X | X | X | X | X | X | X | X | X | X | X | X | X | X | X | X | X | X | X | X | X | X | X | X | X | X | X | X | X | X | X | X | X | X | X | n/a | X | X | n/a | n/a | n/a | n/a | X | n/a | n/a | n/a | X | X | X | X | n/a | n/a | n/a | n/a | n/a | n/a | n/a | n/a | n/a | n/a | n/a | n/a | n/a | n/a | n/a | n/a | X | X | X | n/a | n/a | n/a | n/a | n/a | n/a
FDI-0026 | LT1-31113-0179 |  | Installation of FDI LT1-31113-0179. modify the value of the IVO parameter on 1C91-CPU-1007 (1AW007) |  | Rev 0 | 2010-12-08 | n/a | n/a | n/a | n/a | n/a | n/a | n/a | n/a | n/a | n/a | n/a | n/a | n/a | n/a | n/a | n/a | n/a | n/a | n/a | n/a | n/a | n/a | n/a | n/a | n/a | n/a | n/a | n/a | n/a | n/a | n/a | n/a | n/a | n/a | n/a | n/a | n/a | n/a | n/a | X | n/a | n/a | n/a | n/a | n/a | n/a | n/a | n/a | n/a | n/a | n/a | n/a | n/a | n/a | n/a | n/a | n/a | n/a | n/a | n/a | n/a | n/a | n/a | n/a | n/a | n/a | n/a | n/a | n/a | n/a | n/a | n/a | n/a | n/a | n/a | n/a | n/a | n/a | n/a | n/a | n/a | n/a | n/a
FDI-0027 | LT1-31113-0187 |  | Installation of FDI LT1-31113-0187 Installation of Firmware Fix For 497 Day Reset Problem on N-Series MESH DFE Switch Blades |  | Rev 0 | 2010-12-15 | n/a | n/a | n/a | n/a | n/a | n/a | n/a | n/a | n/a | n/a | n/a | n/a | n/a | n/a | n/a | n/a | n/a | n/a | n/a | n/a | n/a | n/a | n/a | n/a | n/a | n/a | n/a | n/a | n/a | n/a | n/a | n/a | n/a | n/a | n/a | n/a | n/a | n/a | n/a | n/a | n/a | n/a | n/a | n/a | n/a | n/a | n/a | n/a | n/a | n/a | n/a | n/a | n/a | n/a | n/a | n/a | n/a | n/a | n/a | n/a | n/a | n/a | n/a | n/a | n/a | n/a | n/a | n/a | n/a | n/a | n/a | n/a | n/a | n/a | n/a | n/a | n/a | n/a | n/a | n/a | n/a | n/a | n/a
FDI-0028 | LT1-31113-0134 |  | Installation of FDI LT1-31113-0134. Delete obsolete blocks, and add/modify new blocks on 1AW006, 1AW008, 1AW009 and 1AW010 |  | Rev 0 |  | n/a | n/a | n/a | n/a | n/a | n/a | n/a | n/a | n/a | n/a | n/a | n/a | n/a | n/a | n/a | n/a | n/a | n/a | n/a | n/a | n/a | n/a | n/a | n/a | n/a | n/a | n/a | n/a | n/a | n/a | n/a | n/a | n/a | n/a | n/a | n/a | n/a | n/a | X | n/a | X | X | X | n/a | n/a | n/a | n/a | n/a | n/a | n/a | n/a | n/a | n/a | n/a | n/a | n/a | n/a | n/a | n/a | n/a | n/a | n/a | n/a | n/a | n/a | n/a | n/a | n/a | n/a | n/a | n/a | n/a | n/a | n/a | n/a | n/a | n/a | n/a | n/a | n/a | n/a | n/a | n/a
FDI-0029 | LT1-31113-0140 |  | Installation of FDI LT1-31113-0140. Delete obsolete blocks, and add/modify new blocks on 1AW005, 1AW008, 1AW009 |  | Rev 2 |  | n/a | n/a | n/a | n/a | n/a | n/a | n/a | n/a | n/a | n/a | n/a | n/a | n/a | n/a | n/a | n/a | n/a | n/a | n/a | n/a | n/a | n/a | n/a | n/a | n/a | n/a | n/a | n/a | n/a | n/a | n/a | n/a | n/a | n/a | n/a | n/a | n/a | X | n/a | n/a | X | X | n/a | n/a | n/a | n/a | n/a | n/a | n/a | n/a | n/a | n/a | n/a | n/a | n/a | n/a | n/a | n/a | n/a | n/a | n/a | n/a | n/a | n/a | n/a | n/a | n/a | n/a | n/a | n/a | n/a | n/a | n/a | n/a | n/a | n/a | n/a | n/a | n/a | n/a | n/a | n/a | n/a
FDI-0030 | LT1-31113-0375 |  | Installation of FDI LT1-31113-0375. ICC Add/Modify Blocks. Update Group Points file |  | Rev 0 | 2011-08-31 | X | X | X | X | X | X | X | X | X | X | X | X | X | X | X | X | X | X | X | X | X | X | X | X | X | X | X | X | X | X | X | n/a | X | X | X | X | X | X | X | X | X | X | X | n/a | n/a | n/a | n/a | n/a | n/a | n/a | n/a | n/a | n/a | n/a | n/a | X | X | X | n/a | n/a | n/a | n/a | n/a | n/a | n/a | n/a | n/a | n/a | n/a | n/a | n/a | n/a | n/a | n/a | X | X | X | n/a | n/a | n/a | n/a | n/a | n/a
FDI-0031 | LT1-31113-0203 |  | Installation of FDI LT1-31113-0203. AIM Historian Modifications on 1AW13A through M in 1C91-CPU-1013A through M |  | Rev 2 |  | n/a | n/a | n/a | n/a | n/a | n/a | n/a | n/a | n/a | n/a | n/a | n/a | n/a | n/a | n/a | n/a | n/a | n/a | n/a | n/a | n/a | n/a | n/a | n/a | n/a | n/a | n/a | n/a | n/a | n/a | n/a | n/a | n/a | n/a | n/a | n/a | n/a | n/a | n/a | n/a | n/a | n/a | n/a | X | X | X | X | X | X | X | X | X | X | X | X | n/a | n/a | n/a | n/a | n/a | n/a | n/a | n/a | n/a | n/a | n/a | n/a | n/a | n/a | n/a | n/a | n/a | n/a | n/a | n/a | n/a | n/a | n/a | n/a | n/a | n/a | n/a | n/a
FDI-0032 | LT1-31113-0224 |  | Installation of FDI LT1-31113-0224 Installation of Software Update QF1012777 On Unit 0 and Unit 1. This update will correct a problem with FBMs losing time synchronization with the GPS timestrobe | no | Rev 1 | 2011-10-25 | n/a | n/a | n/a | n/a | n/a | n/a | n/a | n/a | n/a | n/a | n/a | n/a | n/a | n/a | n/a | n/a | n/a | n/a | n/a | n/a | n/a | n/a | n/a | n/a | n/a | n/a | n/a | n/a | n/a | n/a | X | n/a | n/a | n/a | n/a | n/a | n/a | X | X | X | X | X | X | n/a | n/a | n/a | n/a | n/a | n/a | n/a | n/a | n/a | n/a | n/a | n/a | n/a | n/a | n/a | n/a | n/a | n/a | n/a | n/a | n/a | n/a | n/a | n/a | n/a | n/a | n/a | n/a | n/a | n/a | n/a | n/a | n/a | n/a | n/a | n/a | n/a | n/a | n/a | n/a
FDI-0033 | LT1-31113-0189 |  | Installation of FDI LT1-31113-0189. ICC Add/Modify Blocks, Modify Graphics. Updated AFP software |  | Rev 0 | 2012-05-18 | X | X | X | X | X | X | X | X | X | X | X | X | X | X | X | X | X | X | X | X | X | X | X | X | X | X | X | X | X | X | X | n/a | X | X | X | X | X | X | X | X | X | X | X | n/a | n/a | n/a | n/a | n/a | n/a | n/a | n/a | n/a | n/a | n/a | n/a | X | X | X | n/a | n/a | n/a | n/a | n/a | n/a | n/a | n/a | X | X | n/a | n/a | n/a | n/a | n/a | n/a | X | X | X | n/a | n/a | n/a | n/a | n/a | n/a
FDI-0034 | LT1-31113-0193 |  | Installation of FDI LT1-31113-0193 Revised ATWS Calculation. Defines how to install the ICC changes required to correct the AAS calculation for the ATWS plant event. |  | Rev 0 | 2010-12-13 | n/a | n/a | n/a | n/a | n/a | n/a | n/a | n/a | n/a | n/a | n/a | n/a | n/a | n/a | n/a | n/a | n/a | n/a | n/a | n/a | n/a | n/a | n/a | n/a | n/a | n/a | n/a | n/a | n/a | n/a | n/a | n/a | n/a | n/a | n/a | n/a | n/a | n/a | X | n/a | n/a | n/a | n/a | n/a | n/a | n/a | n/a | n/a | n/a | n/a | n/a | n/a | n/a | n/a | n/a | n/a | n/a | n/a | n/a | n/a | n/a | n/a | n/a | n/a | n/a | n/a | n/a | n/a | n/a | n/a | n/a | n/a | n/a | n/a | n/a | n/a | n/a | n/a | n/a | n/a | n/a | n/a | n/a
FDI-0035 | LT1-31113-0207 |  | Installation of FDI LT1-31113-0207 Installation of Software Update QF1013098 On Unit 1. Defines how to install ZCP270 software update QF1013098 on host workstations and ZCP270’s in Unit 0 and Unit 1 | QF1014794 | FDI-0081 |  | n/a | n/a | n/a | n/a | n/a | n/a | n/a | n/a | n/a | n/a | n/a | n/a | n/a | n/a | n/a | n/a | n/a | n/a | n/a | n/a | n/a | n/a | n/a | n/a | n/a | n/a | n/a | n/a | n/a | n/a | X | n/a | n/a | n/a | n/a | n/a | n/a | X | X | X | X | X | X | n/a | n/a | n/a | n/a | n/a | n/a | n/a | n/a | n/a | n/a | n/a | n/a | n/a | n/a | n/a | n/a | n/a | n/a | n/a | n/a | n/a | n/a | n/a | n/a | n/a | n/a | n/a | n/a | n/a | n/a | n/a | n/a | n/a | n/a | n/a | n/a | n/a | n/a | n/a | n/a
FDI-0036 | LT1-31113-0170 |  | For Installation of FDI LT1-31113-0170 Environment Error for Common Systems Control. Delete Obsolete blocks and graphic modifications |  | Rev 1 | 2011-01-25 | n/a | n/a | n/a | n/a | n/a | n/a | n/a | n/a | n/a | n/a | n/a | n/a | n/a | n/a | n/a | n/a | n/a | n/a | n/a | n/a | n/a | n/a | n/a | n/a | n/a | n/a | n/a | n/a | n/a | n/a | n/a | n/a | X | X | X | X | X | X | X | X | X | X | X | n/a | n/a | n/a | n/a | n/a | n/a | n/a | n/a | n/a | n/a | n/a | n/a | X | X | X | X | X | n/a | n/a | n/a | n/a | n/a | n/a | n/a | n/a | n/a | n/a | n/a | n/a | n/a | n/a | X | X | X | n/a | n/a | n/a | n/a | n/a | n/a
FDI-0037 | LT1-31113-0208 |  | Installation of FDI LT1-31113-0208. Graphic Modifications. |  | Rev 0 | 2010-12-20 | n/a | n/a | n/a | n/a | n/a | n/a | n/a | n/a | n/a | n/a | n/a | n/a | n/a | n/a | n/a | n/a | n/a | n/a | n/a | n/a | n/a | n/a | n/a | n/a | n/a | n/a | n/a | n/a | n/a | n/a | n/a | n/a | n/a | n/a | n/a | n/a | n/a | n/a | n/a | n/a | X | n/a | n/a | n/a | n/a | n/a | n/a | n/a | n/a | n/a | n/a | n/a | n/a | n/a | n/a | n/a | n/a | n/a | n/a | n/a | n/a | n/a | n/a | n/a | n/a | n/a | n/a | n/a | n/a | n/a | n/a | n/a | n/a | n/a | n/a | n/a | n/a | n/a | n/a | n/a | n/a | n/a | n/a
FDI-0038 | LT1-31113-0215 |  | Re-installing OLPS Software – FDI LT1-31113-0215. Re-installing OLPS | FDI-0382 | Rev 3 | 2011-07-05 | X | X | X | X | X | X | X | X | X | X | X | X | X | X | X | X | X | X | X | X | X | X | X | X | X | X | X | X | X | X | X | X | X | X | X | X | X | X | X | X | X | X | X | n/a | n/a | n/a | n/a | n/a | n/a | n/a | n/a | n/a | n/a | n/a | n/a | X | X | X | n/a | n/a | n/a | n/a | n/a | n/a | n/a | n/a | n/a | n/a | n/a | n/a | n/a | n/a | n/a | n/a | X | X | X | n/a | n/a | n/a | n/a | n/a | n/a
FDI-0039 | LT1-31113-0484 |  | Installation of FDI LT1-31113-0484. Add/Modify Blocks, Add/Modify Historian Database points., Update Group Points file Add hardware. |  | Rev 2 | 2012-03-02 | X | X | X | X | X | X | X | X | X | X | X | X | X | X | X | X | X | X | X | X | X | X | X | X | X | X | X | X | X | X | X | X | X | X | X | X | X | X | X | X | X | X | X | n/a | n/a | n/a | n/a | X | n/a | n/a | n/a | n/a | n/a | n/a | n/a | X | X | X | n/a | n/a | n/a | X | n/a | n/a | n/a | n/a | n/a | n/a | n/a | n/a | n/a | n/a | n/a | n/a | X | X | X | n/a | n/a | n/a | n/a | n/a | n/a
FDI-0040 | LT1-31113-0196 |  | Installation of FDI LT1-31113-0196. Graphic Modifications. |  | Rev 0 | 2010-12-15 | X | X | X | X | X | X | X | X | X | X | X | X | X | X | X | X | X | X | X | X | X | X | X | X | X | X | X | X | X | X | X | X | X | X | X | X | X | X | X | X | X | X | X | n/a | n/a | n/a | n/a | n/a | n/a | n/a | n/a | n/a | n/a | n/a | n/a | X | X | X | n/a | n/a | n/a | n/a | n/a | n/a | n/a | n/a | n/a | n/a | n/a | n/a | n/a | n/a | n/a | n/a | X | X | X | n/a | n/a | n/a | n/a | n/a | n/a
FDI-0041 | LT1-31113-0214 |  | Installation of FDI LT1-31113-0214. ICC Changes, Add/Modify Blocks on 1AW007 & 1AW008 |  | Rev 2 | 2010-12-13 | n/a | n/a | n/a | n/a | n/a | n/a | n/a | n/a | n/a | n/a | n/a | n/a | n/a | n/a | n/a | n/a | n/a | n/a | n/a | n/a | n/a | n/a | n/a | n/a | n/a | n/a | n/a | n/a | n/a | n/a | n/a | n/a | n/a | n/a | n/a | n/a | n/a | n/a | n/a | X | X | n/a | n/a | n/a | n/a | n/a | n/a | n/a | n/a | n/a | n/a | n/a | n/a | n/a | n/a | n/a | n/a | n/a | n/a | n/a | n/a | n/a | n/a | n/a | n/a | n/a | n/a | n/a | n/a | n/a | n/a | n/a | n/a | n/a | n/a | n/a | n/a | n/a | n/a | n/a | n/a | n/a | n/a
FDI-0042 | LT1-31113-0212 |  | Installation of FDI LT1-31113-0212. Graphic Modifications 1AW008 |  | Rev 0 | 2010-12-20 | n/a | n/a | n/a | n/a | n/a | n/a | n/a | n/a | n/a | n/a | n/a | n/a | n/a | n/a | n/a | n/a | n/a | n/a | n/a | n/a | n/a | n/a | n/a | n/a | n/a | n/a | n/a | n/a | n/a | n/a | n/a | n/a | n/a | n/a | n/a | n/a | n/a | n/a | n/a | n/a | X | n/a | n/a | n/a | n/a | n/a | n/a | n/a | n/a | n/a | n/a | n/a | n/a | n/a | n/a | n/a | n/a | n/a | n/a | n/a | n/a | n/a | n/a | n/a | n/a | n/a | n/a | n/a | n/a | n/a | n/a | n/a | n/a | n/a | n/a | n/a | n/a | n/a | n/a | n/a | n/a | n/a | n/a
FDI-0043 | LT1-31113-0214 |  | Installation of FDI LT1-31113-0214. ICC Changes, Add/Modify Blocks on 1AW007 & 1AW008 |  | Rev 2 | 8/16/2011, 10/25/2011 | n/a | n/a | n/a | n/a | n/a | n/a | n/a | n/a | n/a | n/a | n/a | n/a | n/a | n/a | n/a | n/a | n/a | n/a | n/a | n/a | n/a | n/a | n/a | n/a | n/a | n/a | n/a | n/a | n/a | n/a | n/a | n/a | n/a | n/a | n/a | n/a | n/a | n/a | n/a | X | X | n/a | n/a | n/a | n/a | n/a | n/a | n/a | n/a | n/a | n/a | n/a | n/a | n/a | n/a | n/a | n/a | n/a | n/a | n/a | n/a | n/a | n/a | n/a | n/a | n/a | n/a | n/a | n/a | n/a | n/a | n/a | n/a | n/a | n/a | n/a | n/a | n/a | n/a | n/a | n/a | n/a | n/a
FDI-0044 | LT1-31113-0210 |  | Installation of FDI LT1-31113-0210. ICC Modifications, Add/Modify blocks on 1AW007 |  | Rev 9 | 12/8/2010, 0826/2014 | n/a | n/a | n/a | n/a | n/a | n/a | n/a | n/a | n/a | n/a | n/a | n/a | n/a | n/a | n/a | n/a | n/a | n/a | n/a | n/a | n/a | n/a | n/a | n/a | n/a | n/a | n/a | n/a | n/a | n/a | n/a | n/a | n/a | n/a | n/a | n/a | n/a | n/a | n/a | X | n/a | n/a | n/a | n/a | n/a | n/a | n/a | n/a | n/a | n/a | n/a | n/a | n/a | n/a | n/a | n/a | n/a | n/a | n/a | n/a | n/a | n/a | n/a | n/a | n/a | n/a | n/a | n/a | n/a | n/a | n/a | n/a | n/a | n/a | n/a | n/a | n/a | n/a | n/a | n/a | n/a | n/a | n/a
FDI-0045 | .1 to add QF101 |  | Updating AIM*AT 3.3.1 to add QF1014463 | QF1146394 | FDI-0719 | 2010-12-18 | n/a | n/a | n/a | n/a | n/a | n/a | n/a | n/a | n/a | n/a | n/a | n/a | n/a | n/a | n/a | n/a | n/a | n/a | n/a | n/a | n/a | n/a | n/a | n/a | n/a | n/a | n/a | n/a | n/a | n/a | n/a | n/a | n/a | n/a | n/a | n/a | n/a | n/a | n/a | n/a | n/a | n/a | n/a | X | X | X | X | X | X | X | X | X | X | X | X | n/a | n/a | n/a | n/a | n/a | n/a | n/a | X | n/a | X | X | n/a | n/a | n/a | n/a | n/a | n/a | n/a | n/a | n/a | n/a | n/a | n/a | n/a | n/a | n/a | n/a | n/a
FDI-0046 | LT1-31113-0220 |  | Installation of FDI LT1-31113-0220. Updates to primary alarm destinations |  | Rev 0 | 2012-05-08 | X | X | X | X | X | X | X | X | X | n/a | n/a | n/a | n/a | n/a | n/a | n/a | n/a | n/a | n/a | n/a | n/a | n/a | n/a | n/a | n/a | n/a | n/a | n/a | n/a | n/a | n/a | n/a | n/a | n/a | n/a | n/a | n/a | n/a | n/a | n/a | n/a | n/a | n/a | n/a | n/a | n/a | n/a | n/a | n/a | n/a | n/a | n/a | n/a | n/a | n/a | X | X | X | n/a | n/a | n/a | n/a | n/a | n/a | n/a | n/a | n/a | n/a | n/a | n/a | n/a | n/a | n/a | n/a | n/a | n/a | n/a | n/a | n/a | n/a | n/a | n/a | n/a
FDI-0047 | LT1-31113-0281 |  | Installation of FDI LT1-31113-0281 Revised Datalink 1H23-DLK-014. |  | Tgp_server & RVME gateway | 2011-01-25 | X | X | X | X | X | X | X | X | X | X | X | X | X | X | X | X | X | X | X | X | X | X | X | X | X | X | X | X | X | X | X | X | X | X | X | X | X | X | X | X | X | X | X | n/a | n/a | n/a | n/a | n/a | n/a | n/a | n/a | n/a | n/a | n/a | n/a | X | X | X | n/a | n/a | n/a | n/a | n/a | X | n/a | n/a | n/a | n/a | n/a | n/a | n/a | n/a | n/a | n/a | X | X | X | n/a | n/a | n/a | n/a | n/a | n/a
FDI-0048 | LT1-31113-0201 |  | Installation of FDI LT1-31113-0201. ICC Modifications, sequence code updates 1AW007, Delete Obsolet Blocks 1AW006 & 1AW007, Add/Modify Blocks 1AW005 Through 9, Install graphics. |  | Rev 1 | 2011-02-08 | X | X | X | X | X | X | X | X | X | X | X | X | X | X | X | X | X | X | X | X | X | X | X | X | X | X | X | X | X | X | X | X | X | X | X | X | X | X | X | X | X | X | X | n/a | n/a | n/a | n/a | n/a | n/a | n/a | n/a | n/a | n/a | n/a | n/a | X | X | X | n/a | n/a | n/a | n/a | n/a | n/a | n/a | n/a | n/a | n/a | n/a | n/a | n/a | n/a | n/a | n/a | X | X | X | n/a | n/a | n/a | n/a | n/a | n/a
FDI-0049 | LT1-31113-0324 |  | Installation of FDI LT1-31113-0324. Installation of Updated Software for FBM232 and FBM233 Running Modbus, Modbus Slave, or OPC Drivers. QF1029594 & QF1013780 | yes | Rev 6 | 2011-11-18 | n/a | n/a | n/a | n/a | n/a | n/a | n/a | n/a | n/a | n/a | n/a | n/a | n/a | n/a | n/a | n/a | n/a | n/a | n/a | n/a | n/a | n/a | n/a | n/a | n/a | n/a | n/a | n/a | n/a | n/a | X | n/a | n/a | n/a | n/a | n/a | n/a | n/a | n/a | n/a | n/a | X | X | n/a | n/a | n/a | n/a | n/a | n/a | n/a | n/a | n/a | n/a | n/a | n/a | n/a | n/a | n/a | n/a | n/a | n/a | n/a | n/a | n/a | n/a | n/a | n/a | n/a | n/a | n/a | n/a | n/a | n/a | n/a | n/a | n/a | n/a | n/a | n/a | n/a | n/a | n/a | n/a
FDI-0050 | LT1-31113-0396 |  | Installation of FDI LT1-31113-0396 Installation of Software Update QF1010781C On Unit 0 and Unit 1. This update will enhance new ASIC version V installed into FBM's and software developed to support this new hardware chip | no | Rev 2 | 2011-10-25 | n/a | n/a | n/a | n/a | n/a | n/a | n/a | n/a | n/a | n/a | n/a | n/a | n/a | n/a | n/a | n/a | n/a | n/a | n/a | n/a | n/a | n/a | n/a | n/a | n/a | n/a | n/a | n/a | n/a | n/a | X | n/a | n/a | n/a | n/a | n/a | n/a | X | X | X | X | X | X | n/a | n/a | n/a | n/a | n/a | n/a | n/a | n/a | n/a | n/a | n/a | n/a | n/a | n/a | n/a | n/a | n/a | n/a | n/a | n/a | n/a | n/a | n/a | n/a | n/a | n/a | n/a | n/a | n/a | n/a | n/a | n/a | n/a | n/a | n/a | n/a | n/a | n/a | n/a | n/a
FDI-0051 | LT1-31113-0397 |  | Installation of FDI LT1-31113-0397 Installation of Software Update QF1013021 On Unit 0 and Unit 1 FCM 1.56 | Yes INV559 | Rev 1 | 2012-04-03 | n/a | n/a | n/a | n/a | n/a | n/a | n/a | n/a | n/a | n/a | n/a | n/a | n/a | n/a | n/a | n/a | n/a | n/a | n/a | n/a | n/a | n/a | n/a | n/a | n/a | n/a | n/a | n/a | n/a | n/a | X | n/a | n/a | n/a | n/a | n/a | n/a | X | X | X | X | X | X | n/a | n/a | n/a | n/a | n/a | n/a | n/a | n/a | n/a | n/a | n/a | n/a | n/a | n/a | n/a | n/a | n/a | n/a | n/a | n/a | n/a | n/a | n/a | n/a | n/a | n/a | n/a | n/a | n/a | n/a | n/a | n/a | n/a | n/a | n/a | n/a | n/a | n/a | n/a | n/a
FDI-0052 | LT1-31113-0394 |  | Installation of FDI LT1-31113-0394 Installation of Software Update QF1013342B On Unit 0 and Unit 1. This update will provide additional configuration options for the FBM208 and FBM240 for failsafe and options for the use of the FBM240 relay read-back inputs | no | Rev 1 | 2012-04-03 | n/a | n/a | n/a | n/a | n/a | n/a | n/a | n/a | n/a | n/a | n/a | n/a | n/a | n/a | n/a | n/a | n/a | n/a | n/a | n/a | n/a | n/a | n/a | n/a | n/a | n/a | n/a | n/a | n/a | n/a | X | n/a | n/a | n/a | n/a | n/a | n/a | X | X | X | X | X | X | n/a | n/a | n/a | n/a | n/a | n/a | n/a | n/a | n/a | n/a | n/a | n/a | n/a | n/a | n/a | n/a | n/a | n/a | n/a | n/a | n/a | n/a | n/a | n/a | n/a | n/a | n/a | n/a | n/a | n/a | n/a | n/a | n/a | n/a | n/a | n/a | n/a | n/a | n/a | n/a
FDI-0053 | LT1-31113-0188 |  | Installation of FDI LT1-31113-0188 Voice Alarm – Horn Mute Issue |  | Rev 0 | 2010-11-25 | n/a | n/a | n/a | n/a | n/a | n/a | n/a | n/a | n/a | n/a | n/a | n/a | n/a | n/a | n/a | n/a | n/a | n/a | n/a | n/a | n/a | n/a | n/a | n/a | n/a | n/a | n/a | n/a | n/a | n/a | n/a | n/a | n/a | n/a | n/a | n/a | n/a | n/a | X | n/a | n/a | n/a | n/a | n/a | n/a | n/a | n/a | n/a | n/a | n/a | n/a | n/a | n/a | n/a | n/a | n/a | n/a | n/a | X | X | n/a | n/a | n/a | n/a | n/a | n/a | n/a | n/a | n/a | n/a | n/a | n/a | n/a | n/a | n/a | n/a | n/a | n/a | n/a | n/a | n/a | n/a | n/a
FDI-0054 | LT1-31113-0260 |  | Installation of FDI LT1-31113-0260 Updating Alarm History to add QF1013666. defines how to update Alarm History to add QF1013666. | yes | QF1014494 | 2010-12-13 | X | X | X | X | X | X | X | X | X | X | X | X | X | X | X | X | X | X | X | X | X | X | X | X | X | X | X | X | X | X | X | X | X | X | X | X | X | X | X | X | X | X | X | X | X | X | X | X | X | X | X | X | X | X | X | X | X | X | n/a | n/a | n/a | X | X | n/a | X | X | n/a | n/a | n/a | n/a | n/a | n/a | n/a | n/a | X | X | X | n/a | n/a | n/a | n/a | n/a | n/a
FDI-0055 |  |  | OPEN
FDI-0056 | LT1-31113-0200 |  | Installation of FDI LT1-31113-0200, Add/Modify Blocks for 1AW010, Add/Modify Historian Database points., Update Group Points file. |  | Rev 0 |  | X | X | X | X | X | X | X | X | X | X | X | X | X | X | X | X | X | X | X | X | X | X | X | X | X | X | X | X | X | X | X | X | X | X | X | X | X | X | X | X | X | X | X | n/a | X | X | n/a | n/a | n/a | n/a | n/a | n/a | n/a | n/a | n/a | X | X | X | n/a | n/a | n/a | n/a | n/a | n/a | n/a | n/a | n/a | n/a | n/a | n/a | n/a | n/a | n/a | n/a | X | X | X | n/a | n/a | n/a | n/a | n/a | n/a
FDI-0057 | LT1-31113-0221 |  | Installation of FDI LT1-31113-0221. Graphics Modifications |  |  | 2010-12-15 | X | X | X | X | X | X | X | X | X | X | X | X | X | X | X | X | X | X | X | X | X | X | X | X | X | X | X | X | X | X | X | X | X | X | X | X | X | X | X | X | X | X | X | n/a | n/a | n/a | n/a | n/a | n/a | n/a | n/a | n/a | n/a | n/a | n/a | X | X | X | n/a | n/a | n/a | n/a | n/a | n/a | n/a | n/a | n/a | n/a | n/a | n/a | n/a | n/a | n/a | n/a | X | X | X | n/a | n/a | n/a | n/a | n/a | n/a
FDI-0058 | LT1-31113-0310 |  | Installation of FDI LT1-31113-0310. Add/Modify Blocks for 1AW009 |  |  | 2010-11-23 | n/a | n/a | n/a | n/a | n/a | n/a | n/a | n/a | n/a | n/a | n/a | n/a | n/a | n/a | n/a | n/a | n/a | n/a | n/a | n/a | n/a | n/a | n/a | n/a | n/a | n/a | n/a | n/a | n/a | n/a | n/a | n/a | n/a | n/a | n/a | n/a | n/a | n/a | n/a | n/a | n/a | X | n/a | n/a | n/a | n/a | n/a | n/a | n/a | n/a | n/a | n/a | n/a | n/a | n/a | n/a | n/a | n/a | n/a | n/a | n/a | n/a | n/a | n/a | n/a | n/a | n/a | n/a | n/a | n/a | n/a | n/a | n/a | n/a | n/a | n/a | n/a | n/a | n/a | n/a | n/a | n/a | n/a
FDI-0059 | LT1-31113-0269 |  | Installation of FDI LT1-31113-0269. Graphic Modifications |  |  | 2011-03-02 | X | X | X | X | X | X | X | X | X | X | X | X | X | X | X | X | X | X | X | X | X | X | X | X | X | X | X | X | X | X | X | X | X | X | X | X | X | X | X | X | X | X | X | n/a | n/a | n/a | n/a | n/a | n/a | n/a | n/a | n/a | n/a | n/a | n/a | X | X | X | n/a | n/a | n/a | n/a | n/a | n/a | n/a | n/a | n/a | n/a | n/a | n/a | n/a | n/a | n/a | n/a | X | X | X | n/a | n/a | n/a | n/a | n/a | n/a
FDI-0061 | LT1-31113-0284 |  | Installation of FDI LT1-31113-0284. Add/Modify blocks for 1AW007 |  |  | 2010-11-23 | n/a | n/a | n/a | n/a | n/a | n/a | n/a | n/a | n/a | n/a | n/a | n/a | n/a | n/a | n/a | n/a | n/a | n/a | n/a | n/a | n/a | n/a | n/a | n/a | n/a | n/a | n/a | n/a | n/a | n/a | n/a | n/a | n/a | n/a | n/a | n/a | n/a | n/a | n/a | X | n/a | n/a | n/a | n/a | n/a | n/a | n/a | n/a | n/a | n/a | n/a | n/a | n/a | n/a | n/a | n/a | n/a | n/a | n/a | n/a | n/a | n/a | n/a | n/a | n/a | n/a | n/a | n/a | n/a | n/a | n/a | n/a | n/a | n/a | n/a | n/a | n/a | n/a | n/a | n/a | n/a | n/a | n/a
FDI-0062 | LT1-31113-0223 |  | Installation of FDI LT1-31113-0223. Add/Modify ICC blocks for 1AW010. |  | Rev 1 | 5/5/2011, 10/2/2013 | n/a | n/a | n/a | n/a | n/a | n/a | n/a | n/a | n/a | n/a | n/a | n/a | n/a | n/a | n/a | n/a | n/a | n/a | n/a | n/a | n/a | n/a | n/a | n/a | n/a | n/a | n/a | n/a | n/a | n/a | n/a | n/a | n/a | n/a | n/a | n/a | n/a | n/a | n/a | n/a | n/a | n/a | X | n/a | n/a | n/a | n/a | n/a | n/a | n/a | n/a | n/a | n/a | n/a | n/a | n/a | n/a | n/a | n/a | n/a | n/a | n/a | n/a | n/a | n/a | n/a | n/a | n/a | n/a | n/a | n/a | n/a | n/a | n/a | n/a | n/a | n/a | n/a | n/a | n/a | n/a | n/a | n/a
FDI-0063 | LT1-31113-0229 |  | Installation of FDI LT1-31113-0229. Graphic Modifications. |  |  | 2010-12-15 | X | X | X | X | X | X | X | X | X | X | X | X | X | X | X | X | X | X | X | X | X | X | X | X | X | X | X | X | X | X | X | X | X | X | X | X | X | X | X | X | X | X | X | n/a | n/a | n/a | n/a | n/a | n/a | n/a | n/a | n/a | n/a | n/a | n/a | X | X | X | n/a | n/a | n/a | n/a | n/a | n/a | n/a | n/a | n/a | n/a | n/a | n/a | n/a | n/a | n/a | n/a | X | X | X | n/a | n/a | n/a | n/a | n/a | n/a
FDI-0064 | LT1-31113-0239 |  | Installation of FDI LT1-31113-0239. Graphic Modifications |  |  | 2010-12-20 | n/a | n/a | n/a | n/a | n/a | n/a | n/a | n/a | n/a | n/a | n/a | n/a | n/a | n/a | n/a | n/a | n/a | n/a | n/a | n/a | n/a | n/a | n/a | n/a | n/a | n/a | n/a | n/a | n/a | n/a | n/a | n/a | n/a | n/a | n/a | n/a | n/a | n/a | n/a | n/a | X | n/a | n/a | n/a | n/a | n/a | n/a | n/a | n/a | n/a | n/a | n/a | n/a | n/a | n/a | n/a | n/a | n/a | n/a | n/a | n/a | n/a | n/a | n/a | n/a | n/a | n/a | n/a | n/a | n/a | n/a | n/a | n/a | n/a | n/a | n/a | n/a | n/a | n/a | n/a | n/a | n/a | n/a
FDI-0065 | LT1-31113-0242 |  | Installation of FDI LT1-31113-0242. Horn Mute Test. |  |  | 2011-11-25 | n/a | n/a | n/a | n/a | n/a | n/a | n/a | n/a | n/a | n/a | n/a | n/a | n/a | n/a | n/a | n/a | n/a | n/a | n/a | n/a | n/a | n/a | n/a | n/a | n/a | n/a | n/a | n/a | n/a | n/a | n/a | n/a | n/a | n/a | n/a | n/a | n/a | n/a | X | n/a | n/a | n/a | n/a | n/a | n/a | n/a | n/a | n/a | n/a | n/a | n/a | n/a | n/a | n/a | n/a | n/a | n/a | n/a | X | X | n/a | n/a | n/a | n/a | n/a | n/a | n/a | n/a | n/a | n/a | n/a | n/a | n/a | n/a | n/a | n/a | n/a | n/a | n/a | n/a | n/a | n/a | n/a
FDI-0066 | LT1-31113-0247 |  | Installation of FDI LT1-31113-0247. Add/Modify Blocks for 1AW008 |  |  | 2010-11-23 | n/a | n/a | n/a | n/a | n/a | n/a | n/a | n/a | n/a | n/a | n/a | n/a | n/a | n/a | n/a | n/a | n/a | n/a | n/a | n/a | n/a | n/a | n/a | n/a | n/a | n/a | n/a | n/a | n/a | n/a | n/a | n/a | n/a | n/a | n/a | n/a | n/a | n/a | n/a | n/a | X | n/a | n/a | n/a | n/a | n/a | n/a | n/a | n/a | n/a | n/a | n/a | n/a | n/a | n/a | n/a | n/a | n/a | n/a | n/a | n/a | n/a | n/a | n/a | n/a | n/a | n/a | n/a | n/a | n/a | n/a | n/a | n/a | n/a | n/a | n/a | n/a | n/a | n/a | n/a | n/a | n/a | n/a
FDI-0067 | LT1-31113-0258 |  | Installation of FDI LT1-31113-0258. Graphic Modifications |  |  | 2010-12-15 | X | X | X | X | X | X | X | X | X | X | X | X | X | X | X | X | X | X | X | X | X | X | X | X | X | X | X | X | X | X | X | X | X | X | X | X | X | X | X | X | X | X | X | n/a | n/a | n/a | n/a | n/a | n/a | n/a | n/a | n/a | n/a | n/a | n/a | X | X | X | n/a | n/a | n/a | n/a | n/a | n/a | n/a | n/a | n/a | n/a | n/a | n/a | n/a | n/a | n/a | n/a | X | X | X | n/a | n/a | n/a | n/a | n/a | n/a
FDI-0068 | LT1-31113-0271 |  | Installation of FDI LT1-31113-0271. Graphic Modifications |  |  | 2010-12-15 | X | X | X | X | X | X | X | X | X | X | X | X | X | X | X | X | X | X | X | X | X | X | X | X | X | X | X | X | X | X | X | X | X | X | X | X | X | X | X | X | X | X | X | n/a | n/a | n/a | n/a | n/a | n/a | n/a | n/a | n/a | n/a | n/a | n/a | X | X | X | n/a | n/a | n/a | n/a | n/a | n/a | n/a | n/a | n/a | n/a | n/a | n/a | n/a | n/a | n/a | n/a | X | X | X | n/a | n/a | n/a | n/a | n/a | n/a
FDI-0069 | LT1-31113-0280 |  | Installation of FDI LT1-31113-0280. Graphic Modifications |  |  | 2010-12-15 | X | X | X | X | X | X | X | X | X | X | X | X | X | X | X | X | X | X | X | X | X | X | X | X | X | X | X | X | X | X | X | X | X | X | X | X | X | X | X | X | X | X | X | n/a | n/a | n/a | n/a | n/a | n/a | n/a | n/a | n/a | n/a | n/a | n/a | X | X | X | n/a | n/a | n/a | n/a | n/a | n/a | n/a | n/a | n/a | n/a | n/a | n/a | n/a | n/a | n/a | n/a | X | X | X | n/a | n/a | n/a | n/a | n/a | n/a
FDI-0070 | LT1-31113-0293 |  | Installation of FDI LT1-31113-0293 Updating AIM*AT 3.3.1 to add QF1079000 | QF1146394 FDI-0719 | Rev 2 | 6/1/2011, 7/6/2012 | n/a | n/a | n/a | n/a | n/a | n/a | n/a | n/a | n/a | n/a | n/a | n/a | n/a | n/a | n/a | n/a | n/a | n/a | n/a | n/a | n/a | n/a | n/a | n/a | n/a | n/a | n/a | n/a | n/a | n/a | n/a | n/a | n/a | n/a | n/a | n/a | n/a | n/a | n/a | n/a | n/a | n/a | n/a | X | X | X | X | X | X | X | X | X | X | X | X | n/a | n/a | n/a | n/a | n/a | n/a | n/a | n/a | n/a | n/a | n/a | n/a | n/a | n/a | n/a | n/a | n/a | n/a | n/a | n/a | n/a | n/a | n/a | n/a | n/a | n/a | n/a | n/a
FDI-0071 | LT1-31113-0245 |  | Installation of FDI LT1-31113-0245. Graphic Modifications |  |  | 2010-12-15 | X | X | X | X | X | X | X | X | X | X | X | X | X | X | X | X | X | X | X | X | X | X | X | X | X | X | X | X | X | X | X | X | X | X | X | X | X | X | X | X | X | X | X | n/a | n/a | n/a | n/a | n/a | n/a | n/a | n/a | n/a | n/a | n/a | n/a | X | X | X | n/a | n/a | n/a | n/a | n/a | n/a | n/a | n/a | n/a | n/a | n/a | n/a | n/a | n/a | n/a | n/a | X | X | X | n/a | n/a | n/a | n/a | n/a | n/a
FDI-0072 | LT1-31113-0273 |  | Installation of FDI LT1-31113-0273. Add/Modify Blocks for 1AW007. |  |  | 2010-11-23 | n/a | n/a | n/a | n/a | n/a | n/a | n/a | n/a | n/a | n/a | n/a | n/a | n/a | n/a | n/a | n/a | n/a | n/a | n/a | n/a | n/a | n/a | n/a | n/a | n/a | n/a | n/a | n/a | n/a | n/a | n/a | n/a | n/a | n/a | n/a | n/a | n/a | n/a | n/a | X | n/a | n/a | n/a | n/a | n/a | n/a | n/a | n/a | n/a | n/a | n/a | n/a | n/a | n/a | n/a | n/a | n/a | n/a | n/a | n/a | n/a | n/a | n/a | n/a | n/a | n/a | n/a | n/a | n/a | n/a | n/a | n/a | n/a | n/a | n/a | n/a | n/a | n/a | n/a | n/a | n/a | n/a | n/a
FDI-0073 | LT1-31113-0275 |  | Installation of FDI LT1-31113-0275. Add/Modify Blocks for 1AW007 & 1AW008 |  |  | 2010-11-23 | n/a | n/a | n/a | n/a | n/a | n/a | n/a | n/a | n/a | n/a | n/a | n/a | n/a | n/a | n/a | n/a | n/a | n/a | n/a | n/a | n/a | n/a | n/a | n/a | n/a | n/a | n/a | n/a | n/a | n/a | n/a | n/a | n/a | n/a | n/a | n/a | n/a | n/a | n/a | X | X | n/a | n/a | n/a | n/a | n/a | n/a | n/a | n/a | n/a | n/a | n/a | n/a | n/a | n/a | n/a | n/a | n/a | n/a | n/a | n/a | n/a | n/a | n/a | n/a | n/a | n/a | n/a | n/a | n/a | n/a | n/a | n/a | n/a | n/a | n/a | n/a | n/a | n/a | n/a | n/a | n/a | n/a
FDI-0074 | LT1-31113-0270 |  | Installation of FDI LT1-31113-0270. Add/Modify Blocks for 1AW009 |  |  | 2010-11-23 | n/a | n/a | n/a | n/a | n/a | n/a | n/a | n/a | n/a | n/a | n/a | n/a | n/a | n/a | n/a | n/a | n/a | n/a | n/a | n/a | n/a | n/a | n/a | n/a | n/a | n/a | n/a | n/a | n/a | n/a | n/a | n/a | n/a | n/a | n/a | n/a | n/a | n/a | n/a | n/a | n/a | X | n/a | n/a | n/a | n/a | n/a | n/a | n/a | n/a | n/a | n/a | n/a | n/a | n/a | n/a | n/a | n/a | n/a | n/a | n/a | n/a | n/a | n/a | n/a | n/a | n/a | n/a | n/a | n/a | n/a | n/a | n/a | n/a | n/a | n/a | n/a | n/a | n/a | n/a | n/a | n/a | n/a
FDI-0075 | LT1-31113-0368 |  | Installation of FDI LT1-31113-0368. Delete obsolete and Add/Modify Blocks for 1AW007 |  |  | 2010-12-13 | n/a | n/a | n/a | n/a | n/a | n/a | n/a | n/a | n/a | n/a | n/a | n/a | n/a | n/a | n/a | n/a | n/a | n/a | n/a | n/a | n/a | n/a | n/a | n/a | n/a | n/a | n/a | n/a | n/a | n/a | n/a | n/a | n/a | n/a | n/a | n/a | n/a | n/a | n/a | X | n/a | n/a | n/a | n/a | n/a | n/a | n/a | n/a | n/a | n/a | n/a | n/a | n/a | n/a | n/a | n/a | n/a | n/a | n/a | n/a | n/a | n/a | n/a | n/a | n/a | n/a | n/a | n/a | n/a | n/a | n/a | n/a | n/a | n/a | n/a | n/a | n/a | n/a | n/a | n/a | n/a | n/a | n/a
FDI-0076 | LT1-31113-0210 |  | Installation of FDI LT1-31113-0210. Delete obsolete blocks for 1AW010 and Graphic Modifications. |  | Rev 2 | 3/2/2011, 7/14/2011 | X | X | X | X | X | X | X | X | X | X | X | X | X | X | X | X | X | X | X | X | X | X | X | X | X | X | X | X | X | X | X | X | X | X | X | X | X | X | X | X | X | X | X | n/a | X | n/a | n/a | n/a | n/a | n/a | n/a | n/a | n/a | n/a | n/a | X | X | X | n/a | n/a | n/a | n/a | n/a | n/a | n/a | n/a | n/a | n/a | n/a | n/a | n/a | n/a | n/a | n/a | X | X | X | n/a | n/a | n/a | n/a | n/a | n/a
FDI-0077 | LT1-31113-0210 |  | Installation of FDI LT1-31113-0210. Add/Modify Blocks for 1AW010 and Graphic Modifications. |  | Rev 4 | 2011-10-14 | X | X | X | X | X | X | X | X | X | X | X | X | X | X | X | X | X | X | X | X | X | X | X | X | X | X | X | X | X | X | X | X | X | X | X | X | X | X | X | X | X | X | X | n/a | n/a | n/a | n/a | n/a | n/a | n/a | n/a | n/a | n/a | n/a | n/a | X | X | X | n/a | n/a | n/a | n/a | n/a | n/a | n/a | n/a | n/a | n/a | n/a | n/a | n/a | n/a | n/a | n/a | X | X | X | n/a | n/a | n/a | n/a | n/a | n/a
FDI-0078 | LT1-31113-0210 |  | Installation of FDI LT1-31113-0210. Add/Modify Blocks for 1AW010. |  | Rev 2 | 1/25/2011, 7/14/2011 | n/a | n/a | n/a | n/a | n/a | n/a | n/a | n/a | n/a | n/a | n/a | n/a | n/a | n/a | n/a | n/a | n/a | n/a | n/a | n/a | n/a | n/a | n/a | n/a | n/a | n/a | n/a | n/a | n/a | n/a | n/a | n/a | n/a | n/a | n/a | n/a | n/a | n/a | n/a | n/a | n/a | n/a | X | n/a | n/a | n/a | n/a | n/a | n/a | n/a | n/a | n/a | n/a | n/a | n/a | n/a | n/a | n/a | n/a | n/a | n/a | n/a | n/a | n/a | n/a | n/a | n/a | n/a | n/a | n/a | n/a | n/a | n/a | n/a | n/a | n/a | n/a | n/a | n/a | n/a | n/a | n/a | n/a
FDI-0079 | LT1-31113-0214 |  | Installation of FDI LT1-31113-0214. Delete obsolete blocks for 1AW008, Add/Modify Blocks for 1AW008, and Graphic Modifications, Delete Group points, Add/Modify Existing Points |  |  | 2010-12-15 | X | X | X | X | X | X | X | X | X | X | X | X | X | X | X | X | X | X | X | X | X | X | X | X | X | X | X | X | X | X | X | X | X | X | X | X | X | X | X | X | X | X | X | n/a | n/a | n/a | n/a | n/a | n/a | n/a | X | n/a | n/a | n/a | n/a | X | X | X | n/a | n/a | n/a | n/a | n/a | n/a | n/a | n/a | n/a | n/a | n/a | n/a | n/a | n/a | n/a | n/a | X | X | X | n/a | n/a | n/a | n/a | n/a | n/a
FDI-0080 | LT1-31113-0214 |  | Installation of FDI LT1-31113-0214, Delete obsolete blocks for 1AW007, Add/Modify Blocks for 1AW007, and Graphic Modifications, Delete Group points, Add/Modify Existing Points |  |  | 2010-12-15 | X | X | X | X | X | X | X | X | X | X | X | X | X | X | X | X | X | X | X | X | X | X | X | X | X | X | X | X | X | X | X | X | X | X | X | X | X | X | X | X | X | X | X | n/a | n/a | n/a | n/a | n/a | X | n/a | n/a | n/a | n/a | n/a | n/a | X | X | X | n/a | n/a | n/a | n/a | n/a | n/a | n/a | n/a | n/a | n/a | n/a | n/a | n/a | n/a | n/a | n/a | X | X | X | n/a | n/a | n/a | n/a | n/a | n/a
FDI-0081 | LT1-31113-0387 |  | Installation of FDI LT1-31113-0387, Installation of Software Update QF1014794 ZCP270 image 830280 on Unit 1. this address changes needed to “Output” type blocks to support the new FBM240 functionality. | yes FDI-0630 |  | 2010-11-15 | n/a | n/a | n/a | n/a | n/a | n/a | n/a | n/a | n/a | n/a | n/a | n/a | n/a | n/a | n/a | n/a | n/a | n/a | n/a | n/a | n/a | n/a | n/a | n/a | n/a | n/a | n/a | n/a | n/a | n/a | n/a | n/a | X | n/a | n/a | n/a | n/a | X | X | X | X | X | X | n/a | n/a | n/a | n/a | n/a | n/a | n/a | n/a | n/a | n/a | n/a | n/a | n/a | n/a | n/a | n/a | n/a | n/a | n/a | n/a | n/a | n/a | n/a | n/a | n/a | n/a | n/a | n/a | n/a | n/a | n/a | n/a | n/a | n/a | n/a | n/a | n/a | n/a | n/a | n/a
FDI-0082 | LT1-31113-0214 |  | Installation of FDI LT1-31113-0214. Add/Modify Blocks for 1AW007. |  | Rev 1 | 12/13/2010, 8/10/2011 | n/a | n/a | n/a | n/a | n/a | n/a | n/a | n/a | n/a | n/a | n/a | n/a | n/a | n/a | n/a | n/a | n/a | n/a | n/a | n/a | n/a | n/a | n/a | n/a | n/a | n/a | n/a | n/a | n/a | n/a | n/a | n/a | n/a | n/a | n/a | n/a | n/a | n/a | n/a | X | n/a | n/a | n/a | n/a | n/a | n/a | n/a | n/a | n/a | n/a | n/a | n/a | n/a | n/a | n/a | n/a | n/a | n/a | n/a | n/a | n/a | n/a | n/a | n/a | n/a | n/a | n/a | n/a | n/a | n/a | n/a | n/a | n/a | n/a | n/a | n/a | n/a | n/a | n/a | n/a | n/a | n/a | n/a
FDI-0083 | LT1-31113-0210 |  | Installation of FDI LT1-31113-0210. Add/Modify Blocks for 1AW007. |  |  | 2010-12-08 | n/a | n/a | n/a | n/a | n/a | n/a | n/a | n/a | n/a | n/a | n/a | n/a | n/a | n/a | n/a | n/a | n/a | n/a | n/a | n/a | n/a | n/a | n/a | n/a | n/a | n/a | n/a | n/a | n/a | n/a | n/a | n/a | n/a | n/a | n/a | n/a | n/a | n/a | n/a | X | n/a | n/a | n/a | n/a | n/a | n/a | n/a | n/a | n/a | n/a | n/a | n/a | n/a | n/a | n/a | n/a | n/a | n/a | n/a | n/a | n/a | n/a | n/a | n/a | n/a | n/a | n/a | n/a | n/a | n/a | X | n/a | n/a | n/a | n/a | n/a | n/a | n/a | n/a | n/a | n/a | n/a | n/a
FDI-0084 | LT1-31113-0256 |  | Installation of FDI LT1-31113-0256. Add/Modify Blocks for 1AW007.Add/Modify Existing Points |  |  |  | n/a | n/a | n/a | n/a | n/a | n/a | n/a | n/a | n/a | n/a | n/a | n/a | n/a | n/a | n/a | n/a | n/a | n/a | n/a | n/a | n/a | n/a | n/a | n/a | n/a | n/a | n/a | n/a | n/a | n/a | n/a | n/a | n/a | n/a | n/a | n/a | n/a | n/a | n/a | X | n/a | n/a | n/a | n/a | n/a | n/a | n/a | X | n/a | n/a | n/a | n/a | n/a | n/a | n/a | n/a | n/a | n/a | n/a | n/a | n/a | n/a | n/a | n/a | n/a | n/a | n/a | n/a | n/a | n/a | n/a | n/a | n/a | n/a | n/a | n/a | n/a | n/a | n/a | n/a | n/a | n/a | n/a
FDI-0085 | LT1-31113-0391 |  | Installation of the MVD Workstation Driver & Diagnostics Version 1.35 Software Update On Unit 1 (For Use with FDI LT1-31113-0391) | yes | FDI-0115 | 2010-12-08 | n/a | n/a | n/a | n/a | n/a | n/a | n/a | n/a | n/a | n/a | n/a | n/a | n/a | n/a | n/a | n/a | n/a | n/a | n/a | n/a | n/a | n/a | n/a | n/a | n/a | n/a | n/a | n/a | n/a | n/a | n/a | n/a | n/a | n/a | n/a | n/a | n/a | n/a | n/a | n/a | n/a | n/a | n/a | n/a | n/a | n/a | n/a | n/a | n/a | n/a | n/a | n/a | n/a | n/a | n/a | n/a | n/a | n/a | n/a | n/a | n/a | X | X | n/a | n/a | n/a | n/a | n/a | n/a | n/a | n/a | n/a | n/a | n/a | n/a | n/a | n/a | n/a | n/a | n/a | n/a | n/a | n/a
FDI-0086 | LT1-31113-0238 |  | Updating PGCS Software – FDI LT1-31113-0238 | FDI-0457 | Rev 4 | 7/5/2011, 1/8/2014 | X | X | X | X | X | X | X | X | X | X | X | X | X | X | X | X | X | X | X | X | X | X | X | X | X | X | X | X | X | X | X | X | X | X | X | X | X | X | X | X | X | X | X | n/a | n/a | n/a | n/a | n/a | n/a | n/a | n/a | n/a | n/a | n/a | n/a | X | X | X | n/a | n/a | n/a | n/a | n/a | n/a | n/a | n/a | n/a | n/a | n/a | n/a | n/a | n/a | n/a | n/a | X | n/a | n/a | n/a | n/a | n/a | n/a | n/a | n/a
FDI-0087 | LT1-31113-0272 |  | Installation of FDI LT1-31113-0272. Graphic Modifications |  | Rev 1 | 12/21/2010, 8/3/2011 | X | X | X | X | X | X | X | X | X | X | X | X | X | X | X | X | X | X | X | X | X | X | X | X | X | X | X | X | X | X | X | X | X | X | X | X | X | X | X | X | X | X | X | n/a | n/a | n/a | n/a | n/a | n/a | n/a | n/a | n/a | n/a | n/a | n/a | X | X | X | n/a | n/a | n/a | n/a | n/a | n/a | n/a | n/a | n/a | n/a | n/a | n/a | n/a | n/a | n/a | n/a | X | X | X | n/a | n/a | n/a | n/a | n/a | n/a
FDI-0088 | LT1-31113-0338 |  | Installation of FDI LT1-31113-0338. Add/Modify Blocks for 1AW009. |  |  | 2010-12-13 | n/a | n/a | n/a | n/a | n/a | n/a | n/a | n/a | n/a | n/a | n/a | n/a | n/a | n/a | n/a | n/a | n/a | n/a | n/a | n/a | n/a | n/a | n/a | n/a | n/a | n/a | n/a | n/a | n/a | n/a | n/a | n/a | n/a | n/a | n/a | n/a | n/a | n/a | n/a | n/a | n/a | X | n/a | n/a | n/a | n/a | n/a | n/a | n/a | n/a | n/a | n/a | n/a | n/a | n/a | n/a | n/a | n/a | n/a | n/a | n/a | n/a | n/a | n/a | n/a | n/a | n/a | n/a | n/a | n/a | n/a | n/a | n/a | n/a | n/a | n/a | n/a | n/a | n/a | n/a | n/a | n/a | n/a
FDI-0089 | LT1-31113-0373 |  | Installation of FDI LT1-31113-0373. Graphic Modifications |  |  | 2010-12-21 | X | X | X | X | X | X | X | X | X | X | X | X | X | X | X | X | X | X | X | X | X | X | X | X | X | X | X | X | X | X | X | X | X | X | X | X | X | X | X | X | X | X | X | n/a | n/a | n/a | n/a | n/a | n/a | n/a | n/a | n/a | n/a | n/a | n/a | X | X | X | n/a | n/a | n/a | n/a | n/a | n/a | n/a | n/a | n/a | n/a | n/a | n/a | n/a | n/a | n/a | n/a | X | X | X | n/a | n/a | n/a | n/a | n/a | n/a
FDI-0090 | LT1-31113-0374 |  | Installation of FDI LT1-31113-0374. Graphic Modifications |  |  | 2010-12-15 | X | X | X | X | X | X | X | X | X | X | X | X | X | X | X | X | X | X | X | X | X | X | X | X | X | X | X | X | X | X | X | X | X | X | X | X | X | X | X | X | X | X | X | n/a | n/a | n/a | n/a | n/a | n/a | n/a | n/a | n/a | n/a | n/a | n/a | X | X | X | n/a | n/a | n/a | n/a | n/a | n/a | n/a | n/a | n/a | n/a | n/a | n/a | n/a | n/a | n/a | n/a | X | X | X | n/a | n/a | n/a | n/a | n/a | n/a
FDI-0091 | LT1-31113-0367 |  | Installation of FDI LT1-31113-0367. Graphic Modifications |  | Rev 1 | 2011-02-18 | X | X | X | X | X | X | X | X | X | X | X | X | X | X | X | X | X | X | X | X | X | X | X | X | X | X | X | X | X | X | X | X | X | X | X | X | X | X | X | X | X | X | X | n/a | n/a | n/a | n/a | n/a | n/a | n/a | n/a | n/a | n/a | n/a | n/a | X | X | X | n/a | n/a | n/a | n/a | n/a | n/a | n/a | n/a | n/a | n/a | n/a | n/a | n/a | n/a | n/a | n/a | X | X | X | n/a | n/a | n/a | n/a | n/a | n/a
FDI-0092 | LT1-31113-0351 |  | Installation of FDI LT1-31113-0351. Delete Obsolete, Add/Modify Blocks, Verify Historian Database points. |  | Rev 4 | 2011-08-24 | n/a | n/a | n/a | n/a | n/a | n/a | n/a | n/a | n/a | n/a | n/a | n/a | n/a | n/a | n/a | n/a | n/a | n/a | n/a | n/a | n/a | n/a | n/a | n/a | n/a | n/a | n/a | n/a | n/a | n/a | n/a | n/a | n/a | n/a | n/a | n/a | n/a | n/a | n/a | n/a | n/a | n/a | X | n/a | X | X | X | n/a | n/a | n/a | n/a | n/a | X | n/a | n/a | n/a | n/a | n/a | n/a | n/a | n/a | n/a | n/a | n/a | n/a | n/a | n/a | n/a | n/a | n/a | n/a | n/a | n/a | n/a | n/a | n/a | n/a | n/a | n/a | n/a | n/a | n/a | n/a
FDI-0093 | LT1-31113-0268 |  | Installation of FDI LT1-31113-0268. Add/Modify Blocks for 1AW010, Add/Modify Historian Database Blocks. |  |  | 2011-02-24 | X | X | X | X | X | X | X | X | X | X | X | X | X | X | X | X | X | X | X | X | X | X | X | X | X | X | X | X | X | X | X | X | X | X | X | X | X | X | X | X | X | X | X | n/a | X | X | n/a | n/a | n/a | n/a | n/a | n/a | n/a | n/a | n/a | X | X | X | n/a | n/a | n/a | n/a | n/a | n/a | n/a | n/a | n/a | n/a | n/a | n/a | n/a | n/a | n/a | n/a | X | X | X | n/a | n/a | n/a | n/a | n/a | n/a
FDI-0094 | LT1-31113-0214 |  | Installation of FDI LT1-31113-0214. Add/Modify Blocks for 1AW007 & 1AW008. |  |  | 2011-03-02 | n/a | n/a | n/a | n/a | n/a | n/a | n/a | n/a | n/a | n/a | n/a | n/a | n/a | n/a | n/a | n/a | n/a | n/a | n/a | n/a | n/a | n/a | n/a | n/a | n/a | n/a | n/a | n/a | n/a | n/a | n/a | n/a | n/a | n/a | n/a | n/a | n/a | n/a | n/a | X | X | n/a | n/a | n/a | n/a | n/a | n/a | n/a | n/a | n/a | n/a | n/a | n/a | n/a | n/a | n/a | n/a | n/a | n/a | n/a | n/a | n/a | n/a | n/a | n/a | n/a | n/a | n/a | n/a | n/a | n/a | n/a | n/a | n/a | n/a | n/a | n/a | n/a | n/a | n/a | n/a | n/a | n/a
FDI-0095 | LT1-31113-0214 |  | Installation of FDI LT1-31113-0214. Add/Modify Blocks for 1AW007 & 1AW008. |  | Rev 35 | 2/8/2011, 8/17/2013 | n/a | n/a | n/a | n/a | n/a | n/a | n/a | n/a | n/a | n/a | n/a | n/a | n/a | n/a | n/a | n/a | n/a | n/a | n/a | n/a | n/a | n/a | n/a | n/a | n/a | n/a | n/a | n/a | n/a | n/a | n/a | n/a | n/a | n/a | n/a | n/a | n/a | n/a | n/a | X | X | n/a | n/a | n/a | n/a | n/a | n/a | n/a | n/a | n/a | n/a | n/a | n/a | n/a | n/a | n/a | n/a | n/a | n/a | n/a | n/a | n/a | n/a | n/a | n/a | n/a | n/a | n/a | n/a | n/a | n/a | n/a | n/a | n/a | n/a | n/a | n/a | n/a | n/a | n/a | n/a | n/a | n/a
FDI-0096 | LT1-31113-0214 |  | Installation of FDI LT1-31113-0214. Add Blocks for 1AW007. |  |  | 2011-05-12 | n/a | n/a | n/a | n/a | n/a | n/a | n/a | n/a | n/a | n/a | n/a | n/a | n/a | n/a | n/a | n/a | n/a | n/a | n/a | n/a | n/a | n/a | n/a | n/a | n/a | n/a | n/a | n/a | n/a | n/a | n/a | n/a | n/a | n/a | n/a | n/a | n/a | n/a | n/a | X | n/a | n/a | n/a | n/a | n/a | n/a | n/a | n/a | n/a | n/a | n/a | n/a | n/a | n/a | n/a | n/a | n/a | n/a | n/a | n/a | n/a | n/a | n/a | n/a | n/a | n/a | n/a | n/a | n/a | n/a | n/a | n/a | n/a | n/a | n/a | n/a | n/a | n/a | n/a | n/a | n/a | n/a | n/a
FDI-0097 | LT1-31113-0291 |  | Installation of FDI LT1-31113-0291. Delete Obsolete from 1AW009, Delete Obsolete Points. |  |  | 2011-02-24 | X | X | X | X | X | X | X | X | X | X | X | X | X | X | X | X | X | X | X | X | X | X | X | X | X | X | X | X | X | X | X | X | X | X | X | X | X | X | X | X | X | X | X | n/a | n/a | n/a | X | n/a | n/a | n/a | n/a | n/a | n/a | n/a | n/a | X | X | X | n/a | n/a | n/a | n/a | n/a | n/a | n/a | n/a | n/a | n/a | n/a | n/a | n/a | n/a | n/a | n/a | X | X | X | n/a | n/a | n/a | n/a | n/a | n/a
FDI-0098 | LT1-31113-0314 |  | Installation of FDI LT1-31113-0314. Add/Modify Blocks for 1AW009,Graphic Modifications. |  |  | 2011-02-08 | X | X | X | X | X | X | X | X | X | X | X | X | X | X | X | X | X | X | X | X | X | X | X | X | X | X | X | X | X | X | X | X | X | X | X | X | X | X | X | X | X | X | X | n/a | n/a | n/a | n/a | n/a | n/a | n/a | n/a | n/a | n/a | n/a | n/a | X | X | X | n/a | n/a | n/a | n/a | n/a | n/a | n/a | n/a | n/a | n/a | n/a | n/a | n/a | n/a | n/a | n/a | X | X | X | n/a | n/a | n/a | n/a | n/a | n/a
FDI-0099 | LT1-31113-0214 |  | Installation of FDI LT1-31113-0214. ICC Add/Modify Blocks Add/Modify Historian Database Blocks, Update Group Points file. |  | Rev 1 | 2011-08-31 | X | X | X | X | X | X | X | X | X | X | X | X | X | X | X | X | X | X | X | X | X | X | X | X | X | X | X | X | X | X | X | X | X | X | X | X | X | X | X | X | X | X | X | n/a | n/a | n/a | X | n/a | n/a | X | n/a | n/a | n/a | n/a | n/a | X | X | X | n/a | n/a | n/a | X | n/a | n/a | n/a | n/a | n/a | n/a | n/a | n/a | n/a | n/a | n/a | n/a | X | X | X | n/a | n/a | n/a | n/a | n/a | n/a
FDI-0100 | LT1-31113-0248 |  | Installation of FDI LT1-31113-0248. Add/Modify Blocks for 1AW007 |  |  | 2011-02-08 | n/a | n/a | n/a | n/a | n/a | n/a | n/a | n/a | n/a | n/a | n/a | n/a | n/a | n/a | n/a | n/a | n/a | n/a | n/a | n/a | n/a | n/a | n/a | n/a | n/a | n/a | n/a | n/a | n/a | n/a | n/a | n/a | n/a | n/a | n/a | n/a | n/a | n/a | n/a | X | n/a | n/a | n/a | n/a | n/a | n/a | n/a | n/a | n/a | n/a | n/a | n/a | n/a | n/a | n/a | n/a | n/a | n/a | n/a | n/a | n/a | n/a | n/a | n/a | n/a | n/a | n/a | n/a | n/a | n/a | n/a | n/a | n/a | n/a | n/a | n/a | n/a | n/a | n/a | n/a | n/a | n/a | n/a
FDI-0101 |  |  | OPEN
FDI-0102 | LT1-31113-0268 |  | Installation of FDI LT1-31113-0268. Add/Modify Blocks for 1AW0010, Add/Modify Historian Database Blocks, Update Group Points file. |  |  | 2011-02-24 | X | X | X | X | X | X | X | X | X | X | X | X | X | X | X | X | X | X | X | X | X | X | X | X | X | X | X | X | X | X | X | X | X | X | X | X | X | X | X | X | X | X | X | n/a | X | X | n/a | n/a | n/a | n/a | n/a | n/a | n/a | n/a | n/a | X | X | X | n/a | n/a | n/a | n/a | n/a | n/a | n/a | n/a | n/a | n/a | n/a | n/a | n/a | n/a | n/a | n/a | X | X | X | n/a | n/a | n/a | n/a | n/a | n/a
FDI-0103 | LT1-31113-0268 |  | Installation of FDI LT1-31113-0268. Add/Modify Blocks for 1AW0010, Add/Modify Historian Database Blocks, Update Group Points file. |  |  | 2011-02-24 | X | X | X | X | X | X | X | X | X | X | X | X | X | X | X | X | X | X | X | X | X | X | X | X | X | X | X | X | X | X | X | X | X | X | X | X | X | X | X | X | X | X | X | n/a | X | n/a | n/a | n/a | n/a | n/a | n/a | n/a | n/a | n/a | n/a | X | X | X | n/a | n/a | n/a | n/a | n/a | n/a | n/a | n/a | n/a | n/a | n/a | n/a | n/a | n/a | n/a | n/a | X | X | X | n/a | n/a | n/a | n/a | n/a | n/a
FDI-0104 | LT1-31113-0214 |  | Installation of FDI LT1-31113-0214. ICC Modifications |  | Rev 1 | 2011-08-16 | n/a | n/a | n/a | n/a | n/a | n/a | n/a | n/a | n/a | n/a | n/a | n/a | n/a | n/a | n/a | n/a | n/a | n/a | n/a | n/a | n/a | n/a | n/a | n/a | n/a | n/a | n/a | n/a | n/a | n/a | n/a | n/a | n/a | n/a | n/a | n/a | n/a | n/a | n/a | n/a | n/a | n/a | X | n/a | n/a | n/a | n/a | n/a | n/a | n/a | n/a | n/a | n/a | n/a | n/a | n/a | n/a | n/a | n/a | n/a | n/a | n/a | n/a | n/a | n/a | n/a | n/a | n/a | n/a | n/a | n/a | n/a | n/a | n/a | n/a | n/a | n/a | n/a | n/a | n/a | n/a | n/a | n/a
FDI-0105 | LT1-31113-0278 |  | Installation of FDI LT1-31113-0278. Add/Modify Blocks for 1AW009 |  |  | 2011-02-24 | n/a | n/a | n/a | n/a | n/a | n/a | n/a | n/a | n/a | n/a | n/a | n/a | n/a | n/a | n/a | n/a | n/a | n/a | n/a | n/a | n/a | n/a | n/a | n/a | n/a | n/a | n/a | n/a | n/a | n/a | n/a | n/a | n/a | n/a | n/a | n/a | n/a | n/a | n/a | n/a | n/a | X | n/a | n/a | n/a | n/a | n/a | n/a | n/a | n/a | n/a | n/a | n/a | n/a | n/a | n/a | n/a | n/a | n/a | n/a | n/a | n/a | n/a | n/a | n/a | n/a | n/a | n/a | n/a | n/a | n/a | n/a | n/a | n/a | n/a | n/a | n/a | n/a | n/a | n/a | n/a | n/a | n/a
FDI-0106 | LT1-31113-0341 |  | Installation of FDI LT1-31113-0341. Graphic Modifications |  |  | 2011-03-02 | X | X | X | X | X | X | X | X | X | X | X | X | X | X | X | X | X | X | X | X | X | X | X | X | X | X | X | X | X | X | X | X | X | X | X | X | X | X | X | X | X | X | X | n/a | n/a | n/a | n/a | n/a | n/a | n/a | n/a | n/a | n/a | n/a | n/a | X | X | X | n/a | n/a | n/a | n/a | n/a | n/a | n/a | n/a | n/a | n/a | n/a | n/a | n/a | n/a | n/a | n/a | X | X | X | n/a | n/a | n/a | n/a | n/a | n/a
FDI-0107 | LT1-31113-0388 |  | Installation of FDI LT1-31113-0388 Updating AIM*AT 3.3.1 to add QF1034366 | QF1146394 | FDI-0719 | 2011-07-06 | n/a | n/a | n/a | n/a | n/a | n/a | n/a | n/a | n/a | n/a | n/a | n/a | n/a | n/a | n/a | n/a | n/a | n/a | n/a | n/a | n/a | n/a | n/a | n/a | n/a | n/a | n/a | n/a | n/a | n/a | n/a | n/a | n/a | n/a | n/a | n/a | n/a | n/a | n/a | n/a | n/a | n/a | n/a | X | X | X | X | X | X | X | X | X | X | X | X | n/a | n/a | n/a | n/a | n/a | n/a | n/a | n/a | n/a | n/a | n/a | n/a | n/a | n/a | n/a | n/a | n/a | n/a | n/a | n/a | n/a | n/a | n/a | n/a | n/a | n/a | n/a | n/a
FDI-0108 | LT1-31113-0339 |  | Installation of FDI LT1-31113-0339 |  |  | 2011-03-02 | X | X | X | X | X | X | X | X | X | X | X | X | X | X | X | X | X | X | X | X | X | X | X | X | X | X | X | X | X | X | n/a | n/a | X | X | X | X | X | X | X | X | X | X | X | X | X | X | X | X | X | X | X | X | X | X | X | X | X | X | X | X | X | X | X | X | X | X | X | X | X | X | X | X | X | X | X | X | X | n/a | n/a | n/a | n/a | n/a | n/a
FDI-0109 | LT1-31113-0192 |  | Installation of FDI LT1-31113-0192. Add/Modify Blocks for 1AW006 |  |  | 2011-02-24 | n/a | n/a | n/a | n/a | n/a | n/a | n/a | n/a | n/a | n/a | n/a | n/a | n/a | n/a | n/a | n/a | n/a | n/a | n/a | n/a | n/a | n/a | n/a | n/a | n/a | n/a | n/a | n/a | n/a | n/a | n/a | n/a | n/a | n/a | n/a | n/a | n/a | n/a | X | n/a | n/a | n/a | n/a | n/a | n/a | n/a | n/a | n/a | n/a | n/a | n/a | n/a | n/a | n/a | n/a | n/a | n/a | n/a | n/a | n/a | n/a | n/a | n/a | n/a | n/a | n/a | n/a | n/a | n/a | n/a | n/a | n/a | n/a | n/a | n/a | n/a | n/a | n/a | n/a | n/a | n/a | n/a | n/a
FDI-0110 | LT1-31113-0340 |  | Installation of FDI LT1-31113-0340. Graphic Modifications |  |  | 2011-02-18 | X | X | X | X | X | X | X | X | X | X | X | X | X | X | X | X | X | X | X | X | X | X | X | X | X | X | X | X | X | X | X | X | X | X | X | X | X | X | X | X | X | X | X | n/a | n/a | n/a | n/a | n/a | n/a | n/a | n/a | n/a | n/a | n/a | n/a | X | X | X | n/a | n/a | n/a | n/a | n/a | n/a | n/a | n/a | n/a | n/a | n/a | n/a | n/a | n/a | n/a | n/a | X | X | X | n/a | n/a | n/a | n/a | n/a | n/a
FDI-0111 | LT1-31113-0337 |  | Installation of FDI LT1-31113-0337. Graphic Modifications |  |  | 2011-02-08 | X | X | X | X | X | X | X | X | X | X | X | X | X | X | X | X | X | X | X | X | X | X | X | X | X | X | X | X | X | X | X | X | X | X | X | X | X | X | X | X | X | X | X | n/a | n/a | n/a | n/a | n/a | n/a | n/a | n/a | n/a | n/a | n/a | n/a | X | X | X | n/a | n/a | n/a | n/a | n/a | n/a | n/a | n/a | n/a | n/a | n/a | n/a | n/a | n/a | n/a | n/a | X | X | X | n/a | n/a | n/a | n/a | n/a | n/a
FDI-0112 | LT1-31113-0332 |  | Installation of FDI LT1-31113-0332. Graphic Modifications |  |  | 2011-02-08 | X | X | X | X | X | X | X | X | X | X | X | X | X | X | X | X | X | X | X | X | X | X | X | X | X | X | X | X | X | X | X | X | X | X | X | X | X | X | X | X | X | X | X | n/a | n/a | n/a | n/a | n/a | n/a | n/a | n/a | n/a | n/a | n/a | n/a | X | X | X | n/a | n/a | n/a | n/a | n/a | n/a | n/a | n/a | n/a | n/a | n/a | n/a | n/a | n/a | n/a | n/a | X | X | X | n/a | n/a | n/a | n/a | n/a | n/a
FDI-0113 | LT1-31113-0392 |  | Installation of FDI LT1-31113-0392. How to Change the IP address. |  |  | 2011-03-02 | n/a | n/a | n/a | n/a | n/a | n/a | n/a | n/a | n/a | n/a | n/a | n/a | n/a | n/a | n/a | n/a | n/a | n/a | n/a | n/a | n/a | n/a | n/a | n/a | n/a | n/a | n/a | n/a | n/a | n/a | n/a | n/a | n/a | n/a | n/a | n/a | n/a | n/a | n/a | n/a | n/a | n/a | n/a | n/a | n/a | n/a | n/a | n/a | n/a | n/a | n/a | n/a | n/a | n/a | n/a | n/a | n/a | n/a | n/a | n/a | n/a | n/a | n/a | n/a | n/a | n/a | X | n/a | n/a | n/a | n/a | n/a | n/a | n/a | n/a | n/a | n/a | n/a | n/a | n/a | n/a | n/a | n/a
FDI-0114 | LT1-31113-0235 |  | Installation of FDI LT1-31113-0235. Add/Modify Blocks for 1AW010. |  |  | 6/23/2011, 6/13/2012 | n/a | n/a | n/a | n/a | n/a | n/a | n/a | n/a | n/a | n/a | n/a | n/a | n/a | n/a | n/a | n/a | n/a | n/a | n/a | n/a | n/a | n/a | n/a | n/a | n/a | n/a | n/a | n/a | n/a | n/a | n/a | n/a | n/a | n/a | n/a | n/a | n/a | n/a | n/a | n/a | n/a | n/a | X | n/a | n/a | n/a | n/a | n/a | n/a | n/a | n/a | n/a | n/a | n/a | n/a | n/a | n/a | n/a | n/a | n/a | n/a | n/a | n/a | n/a | n/a | n/a | n/a | n/a | n/a | n/a | n/a | n/a | n/a | n/a | n/a | n/a | n/a | n/a | n/a | n/a | n/a | n/a | n/a
FDI-0115 | LT1-31113-0385 |  | Installation of FDI LT1-31113-0385. MVD FDSI and MVD Worstation driver updates and QF1029594 |  |  | 2011-11-18 | n/a | n/a | n/a | n/a | n/a | n/a | n/a | n/a | n/a | n/a | n/a | n/a | n/a | n/a | n/a | n/a | n/a | n/a | n/a | n/a | n/a | n/a | n/a | n/a | n/a | n/a | n/a | n/a | n/a | n/a | X | n/a | n/a | n/a | n/a | n/a | n/a | n/a | n/a | n/a | n/a | n/a | X | n/a | n/a | n/a | n/a | n/a | n/a | n/a | n/a | n/a | n/a | n/a | n/a | n/a | n/a | n/a | n/a | n/a | n/a | X | X | n/a | n/a | n/a | n/a | n/a | n/a | n/a | n/a | n/a | n/a | n/a | n/a | n/a | n/a | n/a | n/a | n/a | n/a | n/a | n/a
FDI-0116 | LT1-31113-0257 |  | Installation of FDI LT1-31113-0257. Graphic Modifications |  |  | 2011-03-02 | X | X | X | X | X | X | X | X | X | X | X | X | X | X | X | X | X | X | X | X | X | X | X | X | X | X | X | X | X | X | X | X | X | X | X | X | X | X | X | X | X | X | X | n/a | n/a | n/a | n/a | n/a | n/a | n/a | n/a | n/a | n/a | n/a | n/a | X | X | X | n/a | n/a | n/a | n/a | n/a | n/a | n/a | n/a | n/a | n/a | n/a | n/a | n/a | n/a | n/a | n/a | X | X | X | n/a | n/a | n/a | n/a | n/a | n/a
FDI-0117 | LT1-31113-0290 |  | Installation of FDI LT1-31113-0290. Add/Modify Blocks for 1AW006 through 008 |  |  | 2011-02-24 | n/a | n/a | n/a | n/a | n/a | n/a | n/a | n/a | n/a | n/a | n/a | n/a | n/a | n/a | n/a | n/a | n/a | n/a | n/a | n/a | n/a | n/a | n/a | n/a | n/a | n/a | n/a | n/a | n/a | n/a | n/a | n/a | n/a | n/a | n/a | n/a | n/a | n/a | X | X | X | n/a | n/a | n/a | n/a | n/a | n/a | n/a | n/a | n/a | n/a | n/a | n/a | n/a | n/a | n/a | n/a | n/a | n/a | n/a | n/a | n/a | n/a | n/a | n/a | n/a | n/a | n/a | n/a | n/a | n/a | n/a | n/a | n/a | n/a | n/a | n/a | n/a | n/a | n/a | n/a | n/a | n/a
FDI-0118 | LT1-31113-0425 |  | Installation of FDI LT1-31113-0425. Add/Modify Blocks for 1AW009 |  |  | 2011-03-15 | n/a | n/a | n/a | n/a | n/a | n/a | n/a | n/a | n/a | n/a | n/a | n/a | n/a | n/a | n/a | n/a | n/a | n/a | n/a | n/a | n/a | n/a | n/a | n/a | n/a | n/a | n/a | n/a | n/a | n/a | n/a | n/a | n/a | n/a | n/a | n/a | n/a | n/a | n/a | n/a | X | n/a | n/a | n/a | n/a | n/a | n/a | n/a | n/a | n/a | n/a | n/a | n/a | n/a | n/a | n/a | n/a | n/a | n/a | n/a | n/a | n/a | n/a | n/a | n/a | n/a | n/a | n/a | n/a | n/a | n/a | n/a | n/a | n/a | n/a | n/a | n/a | n/a | n/a | n/a | n/a | n/a | n/a
FDI-0119 |  |  | OPEN
FDI-0120 |  |  | OPEN
FDI-0121 | LT1-31113-0336 |  | Installation of FDI LT1-31113-0336. Graphic Modifications |  |  | 2011-03-02 | X | X | X | X | X | X | X | X | X | X | X | X | X | X | X | X | X | X | X | X | X | X | X | X | X | X | X | X | X | X | X | X | X | X | X | X | X | X | X | X | X | X | X | n/a | n/a | n/a | n/a | n/a | n/a | n/a | n/a | n/a | n/a | n/a | n/a | X | X | X | n/a | n/a | n/a | n/a | n/a | n/a | n/a | n/a | n/a | n/a | n/a | n/a | n/a | n/a | n/a | n/a | X | X | X | n/a | n/a | n/a | n/a | n/a | n/a
FDI-0122 | LT1-31113-0327 |  | Installation of FDI LT1-31113-0327. Graphic Modifications |  |  | 2011-04-12 | X | X | X | X | X | X | X | X | X | X | X | X | X | X | X | X | X | X | X | X | X | X | X | X | X | X | X | X | X | X | X | X | X | X | X | X | X | X | X | X | X | X | X | n/a | n/a | n/a | n/a | n/a | n/a | n/a | n/a | n/a | n/a | n/a | n/a | X | X | X | n/a | n/a | n/a | n/a | n/a | n/a | n/a | n/a | n/a | n/a | n/a | n/a | n/a | n/a | n/a | n/a | X | X | X | n/a | n/a | n/a | n/a | n/a | n/a
FDI-0123 | LT1-31113-0335 |  | Installation of FDI LT1-31113-0335. Add/Modify Blocks for 1AW010. |  |  | 2011-02-24 | n/a | n/a | n/a | n/a | n/a | n/a | n/a | n/a | n/a | n/a | n/a | n/a | n/a | n/a | n/a | n/a | n/a | n/a | n/a | n/a | n/a | n/a | n/a | n/a | n/a | n/a | n/a | n/a | n/a | n/a | n/a | n/a | n/a | n/a | n/a | n/a | n/a | n/a | n/a | n/a | n/a | n/a | X | n/a | n/a | n/a | n/a | n/a | n/a | n/a | n/a | n/a | n/a | n/a | n/a | n/a | n/a | n/a | n/a | n/a | n/a | n/a | n/a | n/a | n/a | n/a | n/a | n/a | n/a | n/a | n/a | n/a | n/a | n/a | n/a | n/a | n/a | n/a | n/a | n/a | n/a | n/a | n/a
FDI-0124 |  |  | OPEN
FDI-0125 | LT1-31113-0354 |  | Installation of FDI LT1-31113-0354. Graphic Modifications |  |  | 2011-05-12 | X | X | X | X | X | X | X | X | X | X | X | X | X | X | X | X | X | X | X | X | X | X | X | X | X | X | X | X | X | X | X | X | X | X | X | X | X | X | X | X | X | X | X | n/a | n/a | n/a | n/a | n/a | n/a | n/a | n/a | n/a | n/a | n/a | n/a | X | X | X | n/a | n/a | n/a | n/a | n/a | n/a | n/a | n/a | n/a | n/a | n/a | n/a | n/a | n/a | n/a | n/a | X | X | X | n/a | n/a | n/a | n/a | n/a | n/a
FDI-0126 | LT1-31113-0343 |  | Installation of FDI LT1-31113-0343. ICC Add/Modify Blocks, Graphic Modifications. Add/Modify Historian, Database points., Update Group Points file, MM QF1014494, AFP Build 043, WDPA Display. | Yes FDI0450 -QF1056233 | Rev 1 | 2012-08-08 | X | X | X | X | X | X | X | X | X | n/a | n/a | n/a | n/a | n/a | n/a | n/a | n/a | n/a | n/a | n/a | n/a | n/a | n/a | n/a | n/a | n/a | n/a | n/a | n/a | n/a | n/a | n/a | n/a | n/a | n/a | n/a | n/a | n/a | n/a | n/a | n/a | n/a | X | n/a | n/a | n/a | n/a | n/a | n/a | n/a | n/a | n/a | n/a | n/a | n/a | X | X | X | n/a | n/a | n/a | n/a | n/a | n/a | X | X | n/a | n/a | n/a | n/a | n/a | n/a | n/a | n/a | n/a | n/a | n/a | n/a | n/a | n/a | n/a | n/a | n/a
FDI-0127 |  |  | OPEN
FDI-0128 | LT1-31113-0445 |  | Installation of FDI LT1-31113-0445 FBM208 and FBM240 Parameter Update On Unit 0 and Unit 1. enable the BUSWDS parameter for the FBM208 and FBM240 for user initiated failsafe actions. |  | Rev 2 | 2011-11-17 | n/a | n/a | n/a | n/a | n/a | n/a | n/a | n/a | n/a | n/a | n/a | n/a | n/a | n/a | n/a | n/a | n/a | n/a | n/a | n/a | n/a | n/a | n/a | n/a | n/a | n/a | n/a | n/a | n/a | n/a | X | n/a | n/a | n/a | n/a | n/a | n/a | X | X | X | X | n/a | n/a | n/a | n/a | n/a | n/a | n/a | n/a | n/a | n/a | n/a | n/a | n/a | n/a | n/a | n/a | n/a | n/a | n/a | n/a | n/a | n/a | n/a | n/a | n/a | n/a | n/a | n/a | n/a | n/a | n/a | n/a | n/a | n/a | n/a | n/a | n/a | n/a | n/a | n/a | n/a | n/a
FDI-0129 | LT1-31113-0382 |  | Installation of FDI LT1-31113-0382 FBM240 hardware swap. |  | Rev 1 | 2011-05-19 | n/a | n/a | n/a | n/a | n/a | n/a | n/a | n/a | n/a | n/a | n/a | n/a | n/a | n/a | n/a | n/a | n/a | n/a | n/a | n/a | n/a | n/a | n/a | n/a | n/a | n/a | n/a | n/a | n/a | n/a | X | n/a | n/a | n/a | n/a | n/a | n/a | n/a | n/a | X | n/a | n/a | n/a | n/a | n/a | n/a | n/a | n/a | n/a | n/a | n/a | n/a | n/a | n/a | n/a | n/a | n/a | n/a | n/a | n/a | n/a | n/a | n/a | n/a | n/a | n/a | n/a | n/a | n/a | n/a | n/a | n/a | n/a | n/a | n/a | n/a | n/a | n/a | n/a | n/a | n/a | n/a | n/a
FDI-0130 | LT1-31113-0492 |  | Installation of FDI LT1-31113-0492 Installation of The Transient Recording and Analysis Software. This update will enhance the Transient Recording and Analysis version 2.0. This software update patch was generated to correct known issues and introduce new features. |  |  | 2011-03-08 | X | X | X | X | X | X | X | X | X | X | X | X | X | X | X | X | X | X | X | X | X | X | X | X | X | X | X | X | X | X | X | X | X | X | X | X | X | X | X | X | X | X | X | X | X | X | X | X | X | X | X | X | X | X | X | X | X | X | n/a | n/a | n/a | X | X | n/a | n/a | n/a | n/a | n/a | n/a | n/a | n/a | n/a | n/a | n/a | X | X | X | n/a | n/a | n/a | n/a | n/a | n/a
FDI-0131 | LT1-31113-0313 |  | Installation of FDI LT1-31113-0313. defines how to install FBM208 and FBM240 parameter update on Unit 1. It provides additional configuration options by disabling the FSENAB parameter for all FBM208s and FBM240s. |  | Rev 4 | 2011-09-05 | n/a | n/a | n/a | n/a | n/a | n/a | n/a | n/a | n/a | n/a | n/a | n/a | n/a | n/a | n/a | n/a | n/a | n/a | n/a | n/a | n/a | n/a | n/a | n/a | n/a | n/a | n/a | n/a | n/a | n/a | n/a | n/a | n/a | n/a | n/a | n/a | n/a | X | X | X | X | n/a | n/a | n/a | n/a | n/a | n/a | n/a | n/a | n/a | n/a | n/a | n/a | n/a | n/a | n/a | n/a | n/a | n/a | n/a | n/a | n/a | n/a | n/a | n/a | n/a | n/a | n/a | n/a | n/a | n/a | n/a | n/a | n/a | n/a | n/a | n/a | n/a | n/a | n/a | n/a | n/a | n/a
FDI-0132 |  |  | OPEN
FDI-0133 | LT1-31113-0362 |  | Installation of FDI LT1-31113-0362. Add/Modify Blocks for 1AW007 & 1AW008. |  |  | 2011-03-15 | n/a | n/a | n/a | n/a | n/a | n/a | n/a | n/a | n/a | n/a | n/a | n/a | n/a | n/a | n/a | n/a | n/a | n/a | n/a | n/a | n/a | n/a | n/a | n/a | n/a | n/a | n/a | n/a | n/a | n/a | n/a | n/a | n/a | n/a | n/a | n/a | n/a | n/a | n/a | X | X | n/a | n/a | n/a | n/a | n/a | n/a | n/a | n/a | n/a | n/a | n/a | n/a | n/a | n/a | n/a | n/a | n/a | n/a | n/a | n/a | n/a | n/a | n/a | n/a | n/a | n/a | n/a | n/a | n/a | n/a | n/a | n/a | n/a | n/a | n/a | n/a | n/a | n/a | n/a | n/a | n/a | n/a
FDI-0134 | LT1-31113-0500 |  | Installation of FDI LT1-31113-0500. Add/Modify Blocks for 1AW009. |  | Rev 2 | 2011-11-11 | n/a | n/a | n/a | n/a | n/a | n/a | n/a | n/a | n/a | n/a | n/a | n/a | n/a | n/a | n/a | n/a | n/a | n/a | n/a | n/a | n/a | n/a | n/a | n/a | n/a | n/a | n/a | n/a | n/a | n/a | n/a | n/a | X | X | X | X | n/a | X | X | X | X | X | X | n/a | n/a | n/a | n/a | n/a | n/a | n/a | n/a | n/a | n/a | n/a | n/a | n/a | n/a | n/a | n/a | n/a | n/a | X | n/a | n/a | n/a | n/a | n/a | n/a | n/a | n/a | n/a | n/a | n/a | n/a | n/a | n/a | n/a | n/a | n/a | n/a | n/a | n/a | n/a
FDI-0135 | LT1-31113-0359 |  | Installation of FDI LT1-31113-0359. Graphic Modifications |  |  | 2011-03-12 | X | X | X | X | X | X | X | X | X | X | X | X | X | X | X | X | X | X | X | X | X | X | X | X | X | X | X | X | X | X | X | X | X | X | X | X | X | X | X | X | X | X | X | n/a | n/a | n/a | n/a | n/a | n/a | n/a | n/a | n/a | n/a | n/a | n/a | X | X | X | n/a | n/a | n/a | n/a | n/a | n/a | n/a | n/a | n/a | n/a | n/a | n/a | n/a | n/a | n/a | n/a | X | X | X | n/a | n/a | n/a | n/a | n/a | n/a
FDI-0136 | LT1-31113-0255 |  | Installation of FDI LT1-31113-0255. Add/Modify Blocks for 1AW007, Add/Modify Historian Database points, Update Group Points file. |  |  | 2011-05-17 | X | X | X | X | X | X | X | X | X | X | X | X | X | X | X | X | X | X | X | X | X | X | X | X | X | X | X | X | X | X | X | X | X | X | X | X | X | X | X | X | X | X | X | n/a | n/a | n/a | n/a | n/a | X | n/a | n/a | n/a | n/a | n/a | n/a | X | X | X | n/a | n/a | n/a | n/a | n/a | n/a | n/a | n/a | n/a | n/a | n/a | n/a | n/a | n/a | n/a | n/a | X | X | X | n/a | n/a | n/a | n/a | n/a | n/a
FDI-0137 | LT1-31113-0244 |  | Installation of FDI LT1-31113-0244. Add/Modify Blocks for 1AW010, Add/Modify Historian Database points. |  | Rev 3 | 6/8/2011, 12/29/2011 | X | X | X | X | X | X | X | X | X | X | X | X | X | X | X | X | X | X | X | X | X | X | X | X | X | X | X | X | X | X | X | X | X | X | X | X | X | X | X | X | X | X | X | n/a | X | X | n/a | n/a | n/a | n/a | n/a | n/a | X | n/a | n/a | X | X | X | n/a | n/a | n/a | n/a | n/a | n/a | n/a | n/a | n/a | n/a | n/a | n/a | n/a | n/a | n/a | n/a | X | X | X | n/a | n/a | n/a | n/a | n/a | n/a
FDI-0138 | LT1-31113-0232 |  | Installation of FDI LT1-31113-0232. Graphic Modifications |  |  | 2011-04-26 | X | X | X | X | X | X | X | X | X | X | X | X | X | X | X | X | X | X | X | X | X | X | X | X | X | X | X | X | X | X | X | X | X | X | X | X | X | X | X | X | X | X | X | n/a | n/a | n/a | n/a | n/a | n/a | n/a | n/a | n/a | n/a | n/a | n/a | X | X | X | n/a | n/a | n/a | n/a | n/a | n/a | n/a | n/a | n/a | n/a | n/a | n/a | n/a | n/a | n/a | n/a | X | X | X | n/a | n/a | n/a | n/a | n/a | n/a
FDI-0139 | LT1-31113-0540 |  | Installation of FDI LT1-31113-0540. Add/Modify Blocks for 1AW010, Add/Modify Historian Database points, Update Group Points file. |  |  | 2011-05-12 | X | X | X | X | X | X | X | X | X | X | X | X | X | X | X | X | X | X | X | X | X | X | X | X | X | X | X | X | X | X | X | X | X | X | X | X | X | X | X | X | X | X | X | n/a | X | n/a | n/a | n/a | n/a | n/a | n/a | n/a | n/a | n/a | n/a | X | X | X | n/a | n/a | n/a | n/a | n/a | n/a | n/a | n/a | n/a | n/a | n/a | n/a | n/a | n/a | n/a | n/a | X | X | X | n/a | n/a | n/a | n/a | n/a | n/a
FDI-0140 | LT1-31113-0214 |  | Installation of FDI LT1-31113-0214. Add/Modify Blocks for 1AW008, Add/Modify Historian Database points, Update Group Points file. |  | Rev 2 | 6/8/2011, 6/8/2013 | X | X | X | X | X | X | X | X | X | X | X | X | X | X | X | X | X | X | X | X | X | X | X | X | X | X | X | X | X | X | X | X | X | X | X | X | X | X | X | X | X | X | X | n/a | n/a | n/a | n/a | n/a | X | n/a | X | n/a | n/a | n/a | n/a | X | X | X | n/a | n/a | n/a | n/a | n/a | n/a | n/a | n/a | n/a | n/a | n/a | n/a | n/a | n/a | n/a | n/a | X | X | X | n/a | n/a | n/a | n/a | n/a | n/a
FDI-0141 | LT1-31113-0214 |  | Installation of FDI LT1-31113-0214. Add/Modify Blocks for 1AW007 and 008, Add/Modify Historian Database points, Update Group Points file. |  |  | 2011-05-04 | X | X | X | X | X | X | X | X | X | X | X | X | X | X | X | X | X | X | X | X | X | X | X | X | X | X | X | X | X | X | X | X | X | X | X | X | X | X | X | X | X | X | X | n/a | n/a | n/a | n/a | X | n/a | n/a | X | n/a | n/a | n/a | n/a | X | X | X | n/a | n/a | n/a | n/a | n/a | n/a | n/a | n/a | n/a | n/a | n/a | n/a | n/a | n/a | n/a | n/a | X | X | X | n/a | n/a | n/a | n/a | n/a | n/a
FDI-0142 | LT1-31113-0320 |  | Installation of FDI LT1-31113-0320. Add/Modify Blocks for 1AW010. |  |  | 2011-04-12 | n/a | n/a | n/a | n/a | n/a | n/a | n/a | n/a | n/a | n/a | n/a | n/a | n/a | n/a | n/a | n/a | n/a | n/a | n/a | n/a | n/a | n/a | n/a | n/a | n/a | n/a | n/a | n/a | n/a | n/a | n/a | n/a | n/a | n/a | n/a | n/a | n/a | n/a | n/a | n/a | n/a | n/a | X | n/a | n/a | n/a | n/a | n/a | n/a | n/a | n/a | n/a | n/a | n/a | n/a | n/a | n/a | n/a | n/a | n/a | n/a | n/a | n/a | n/a | n/a | n/a | n/a | n/a | n/a | n/a | n/a | n/a | n/a | n/a | n/a | n/a | n/a | n/a | n/a | n/a | n/a | n/a | n/a
FDI-0143 | LT1-31113-0279 |  | Installation of FDI LT1-31113-0279. Graphic Modifications |  | Rev 1 | 2012-04-12 | X | X | X | X | X | X | X | X | X | X | X | X | X | X | X | X | X | X | X | X | X | X | X | X | X | X | X | X | X | X | X | X | X | X | X | X | X | X | X | X | X | X | X | n/a | n/a | n/a | n/a | n/a | n/a | n/a | n/a | n/a | n/a | n/a | n/a | X | X | X | n/a | n/a | n/a | n/a | n/a | n/a | n/a | n/a | n/a | n/a | n/a | n/a | n/a | n/a | n/a | n/a | X | X | X | n/a | n/a | n/a | n/a | n/a | n/a
FDI-0144 | LT1-31113-0250 |  | Installation of FDI LT1-31113-0250. Add/Modify Blocks for 1AW007 and 008 |  |  | 2011-05-04 | n/a | n/a | n/a | n/a | n/a | n/a | n/a | n/a | n/a | n/a | n/a | n/a | n/a | n/a | n/a | n/a | n/a | n/a | n/a | n/a | n/a | n/a | n/a | n/a | n/a | n/a | n/a | n/a | n/a | n/a | n/a | n/a | n/a | n/a | n/a | n/a | n/a | n/a | n/a | X | X | n/a | n/a | n/a | n/a | n/a | n/a | n/a | n/a | n/a | n/a | n/a | n/a | n/a | n/a | n/a | n/a | n/a | n/a | n/a | n/a | n/a | n/a | n/a | n/a | n/a | n/a | n/a | n/a | n/a | n/a | n/a | n/a | n/a | n/a | n/a | n/a | n/a | n/a | n/a | n/a | n/a | n/a
FDI-0145 | LT1-31113-0361 |  | Installation of FDI LT1-31113-0361. Add/Modify Blocks for 1AW010, Add/Modify Historian Database points, Update Group Points file. |  |  | 2011-05-20 | X | X | X | X | X | X | X | X | X | X | X | X | X | X | X | X | X | X | X | X | X | X | X | X | X | X | X | X | X | X | X | X | X | X | X | X | X | X | X | X | X | X | X | n/a | X | X | n/a | n/a | n/a | n/a | n/a | n/a | n/a | n/a | n/a | X | X | X | n/a | n/a | n/a | n/a | n/a | n/a | n/a | n/a | n/a | n/a | n/a | n/a | n/a | n/a | n/a | n/a | X | X | X | n/a | n/a | n/a | n/a | n/a | n/a
FDI-0146 | LT1-31113-0122 |  | Installation of FDI LT1-31113-0122. VAA hardware verification |  |  | 2011-06-21 | n/a | n/a | n/a | n/a | n/a | n/a | n/a | n/a | n/a | n/a | n/a | n/a | n/a | n/a | n/a | n/a | n/a | n/a | n/a | n/a | n/a | n/a | n/a | n/a | n/a | n/a | n/a | n/a | n/a | n/a | n/a | n/a | n/a | n/a | n/a | n/a | n/a | n/a | n/a | n/a | n/a | n/a | n/a | n/a | n/a | n/a | n/a | n/a | n/a | n/a | n/a | n/a | n/a | n/a | n/a | n/a | n/a | n/a | ? | ? | n/a | n/a | n/a | n/a | n/a | n/a | n/a | n/a | n/a | n/a | n/a | n/a | n/a | n/a | n/a | n/a | n/a | n/a | n/a | n/a | n/a | n/a | n/a
FDI-0147 | LT1-31113-0325 |  | Installation of FDI LT1-31113-0325. Add/Modify Blocks for 1AW007, Add/Modify Historian Database points, Update Group Points file. |  |  | 2011-05-12 | X | X | X | X | X | X | X | X | X | X | X | X | X | X | X | X | X | X | X | X | X | X | X | X | X | X | X | X | X | X | X | X | X | X | X | X | X | X | X | X | X | X | X | n/a | n/a | n/a | n/a | X | n/a | n/a | n/a | n/a | n/a | n/a | n/a | X | X | X | n/a | n/a | n/a | n/a | n/a | n/a | n/a | n/a | n/a | n/a | n/a | n/a | n/a | n/a | n/a | n/a | X | X | X | n/a | n/a | n/a | n/a | n/a | n/a
FDI-0148 | LT1-31113-0326 |  | Installation of FDI LT1-31113-0326. Add/Modify Blocks for 0AW001, 1AW007 AND 1AW010, Graphic Modifications |  |  |  | X | X | X | X | X | X | X | X | X | X | X | X | X | X | X | X | X | X | X | X | X | X | X | X | X | X | X | X | X | X | X | X | X | X | X | X | X | X | X | X | X | X | X | n/a | n/a | n/a | n/a | n/a | n/a | n/a | n/a | n/a | n/a | n/a | n/a | X | X | X | n/a | n/a | n/a | n/a | n/a | n/a | n/a | n/a | n/a | n/a | n/a | n/a | n/a | n/a | n/a | n/a | X | X | X | n/a | n/a | n/a | n/a | n/a | n/a
FDI-0149 | LT1-31113-0429 |  | Installation of FDI LT1-31113-0429. Add/Modify Blocks for 1AW008. |  |  | 2011-04-12 | n/a | n/a | n/a | n/a | n/a | n/a | n/a | n/a | n/a | n/a | n/a | n/a | n/a | n/a | n/a | n/a | n/a | n/a | n/a | n/a | n/a | n/a | n/a | n/a | n/a | n/a | n/a | n/a | n/a | n/a | n/a | n/a | n/a | n/a | n/a | n/a | n/a | n/a | n/a | n/a | X | n/a | n/a | n/a | n/a | n/a | n/a | n/a | n/a | n/a | n/a | n/a | n/a | n/a | n/a | n/a | n/a | n/a | n/a | n/a | n/a | n/a | n/a | n/a | n/a | n/a | n/a | n/a | n/a | n/a | n/a | n/a | n/a | n/a | n/a | n/a | n/a | n/a | n/a | n/a | n/a | n/a | n/a
FDI-0150 | LT1-31113-0326 |  | Installation of FDI LT1-31113-0326. Add/Modify Blocks for 1AW009, Graphic Modifications |  |  | 2011-03-22 | X | X | X | X | X | X | X | X | X | X | X | X | X | X | X | X | X | X | X | X | X | X | X | X | X | X | X | X | X | X | X | X | X | X | X | X | X | X | X | X | X | X | X | n/a | n/a | n/a | n/a | n/a | n/a | n/a | n/a | n/a | n/a | n/a | n/a | X | X | X | n/a | n/a | n/a | n/a | n/a | n/a | n/a | n/a | n/a | n/a | n/a | n/a | n/a | n/a | n/a | n/a | X | X | X | n/a | n/a | n/a | n/a | n/a | n/a
FDI-0151 | LT1-31113-0478 |  | Installation of FDI LT1-31113-0478. Add/Modify Blocks for 1AW010. |  |  | 2011-07-14 | n/a | n/a | n/a | n/a | n/a | n/a | n/a | n/a | n/a | n/a | n/a | n/a | n/a | n/a | n/a | n/a | n/a | n/a | n/a | n/a | n/a | n/a | n/a | n/a | n/a | n/a | n/a | n/a | n/a | n/a | n/a | n/a | n/a | n/a | n/a | n/a | n/a | n/a | n/a | n/a | n/a | n/a | X | n/a | n/a | n/a | n/a | n/a | n/a | n/a | n/a | n/a | n/a | n/a | n/a | n/a | n/a | n/a | n/a | n/a | n/a | n/a | n/a | n/a | n/a | n/a | n/a | n/a | n/a | n/a | n/a | n/a | n/a | n/a | n/a | n/a | n/a | n/a | n/a | n/a | n/a | n/a | n/a
FDI-0152 | LT1-31113-0422 |  | Installation of FDI LT1-31113-0422. Add/Modify Blocks for 1AW010, Add/Modify Historian Database points. |  |  | 2011-05-04 | n/a | n/a | n/a | n/a | n/a | n/a | n/a | n/a | n/a | n/a | n/a | n/a | n/a | n/a | n/a | n/a | n/a | n/a | n/a | n/a | n/a | n/a | n/a | n/a | n/a | n/a | n/a | n/a | n/a | n/a | n/a | n/a | n/a | n/a | n/a | n/a | n/a | n/a | n/a | n/a | n/a | n/a | X | n/a | n/a | n/a | n/a | X | n/a | n/a | n/a | n/a | n/a | n/a | n/a | n/a | n/a | n/a | n/a | n/a | n/a | n/a | n/a | n/a | n/a | n/a | n/a | n/a | n/a | n/a | n/a | n/a | n/a | n/a | n/a | n/a | n/a | n/a | n/a | n/a | n/a | n/a | n/a
FDI-0153 | LT1-31113-0545 |  | Installation of FDI LT1-31113-0545. Add/Modify Blocks for 1AW010. |  |  | 2011-04-26 | n/a | n/a | n/a | n/a | n/a | n/a | n/a | n/a | n/a | n/a | n/a | n/a | n/a | n/a | n/a | n/a | n/a | n/a | n/a | n/a | n/a | n/a | n/a | n/a | n/a | n/a | n/a | n/a | n/a | n/a | n/a | n/a | n/a | n/a | n/a | n/a | n/a | n/a | n/a | n/a | n/a | n/a | X | n/a | n/a | n/a | n/a | n/a | n/a | n/a | n/a | n/a | n/a | n/a | n/a | n/a | n/a | n/a | n/a | n/a | n/a | n/a | n/a | n/a | n/a | n/a | n/a | n/a | n/a | n/a | n/a | n/a | n/a | n/a | n/a | n/a | n/a | n/a | n/a | n/a | n/a | n/a | n/a
FDI-0154 | LT1-31113-0329 |  | Installation of FDI LT1-31113-0329. Add/Modify Blocks for 1AW010, Add/Modify Historian Database points. |  |  | 2011-06-08 | X | X | X | X | X | X | X | X | X | X | X | X | X | X | X | X | X | X | X | X | X | X | X | X | X | X | X | X | X | X | X | X | X | X | X | X | X | X | X | X | X | X | X | n/a | X | X | n/a | n/a | n/a | n/a | n/a | n/a | n/a | n/a | n/a | X | X | X | n/a | n/a | n/a | n/a | n/a | n/a | n/a | n/a | n/a | n/a | n/a | n/a | n/a | n/a | n/a | n/a | X | X | X | n/a | n/a | n/a | n/a | n/a | n/a
FDI-0155 | LT1-31113-0501 |  | Installation of FDI LT1-31113-0501. Add/Modify Blocks for 1AW007. |  |  | 2011-04-12 | n/a | n/a | n/a | n/a | n/a | n/a | n/a | n/a | n/a | n/a | n/a | n/a | n/a | n/a | n/a | n/a | n/a | n/a | n/a | n/a | n/a | n/a | n/a | n/a | n/a | n/a | n/a | n/a | n/a | n/a | n/a | n/a | n/a | n/a | n/a | n/a | n/a | n/a | n/a | X | n/a | n/a | n/a | n/a | n/a | n/a | n/a | n/a | n/a | n/a | n/a | n/a | n/a | n/a | n/a | n/a | n/a | n/a | n/a | n/a | n/a | n/a | n/a | n/a | n/a | n/a | n/a | n/a | n/a | n/a | n/a | n/a | n/a | n/a | n/a | n/a | n/a | n/a | n/a | n/a | n/a | n/a | n/a
FDI-0156 | LT1-31113-0459 |  | Installation of FDI LT1-31113-0459 How to install .net3.5 and windows installer 4.5 |  |  | 2011-05-17 | X | X | X | X | X | X | X | X | X | X | X | X | X | X | X | X | X | X | X | X | X | X | X | X | X | X | X | X | X | X | X | X | X | X | X | X | X | X | X | X | X | X | X | n/a | n/a | n/a | n/a | n/a | n/a | n/a | n/a | n/a | n/a | n/a | n/a | X | X | X | n/a | n/a | X | n/a | n/a | n/a | n/a | n/a | n/a | n/a | n/a | n/a | n/a | n/a | n/a | n/a | X | X | X | n/a | n/a | n/a | n/a | n/a | n/a
FDI-0157 | LT1-31113-0461 |  | Installation of FDI LT1-31113-0461 How to verify the version of afp.exe |  |  | 2011-06-01 | n/a | n/a | n/a | n/a | n/a | n/a | n/a | n/a | n/a | n/a | n/a | n/a | n/a | n/a | n/a | n/a | n/a | n/a | n/a | n/a | n/a | n/a | n/a | n/a | n/a | n/a | n/a | n/a | n/a | n/a | n/a | n/a | n/a | n/a | n/a | n/a | n/a | n/a | n/a | n/a | n/a | n/a | n/a | n/a | n/a | n/a | n/a | n/a | n/a | n/a | n/a | n/a | n/a | n/a | n/a | n/a | n/a | n/a | n/a | n/a | n/a | n/a | n/a | n/a | n/a | n/a | X | X | n/a | n/a | n/a | n/a | n/a | n/a | n/a | n/a | n/a | n/a | n/a | n/a | n/a | n/a | n/a
FDI-0158 | LT1-31113-0533 |  | Installation of FDI LT1-31113-0533. ICC Modify Blocks |  | Rev 1 | 2011-08-22 | n/a | n/a | n/a | n/a | n/a | n/a | n/a | n/a | n/a | n/a | n/a | n/a | n/a | n/a | n/a | n/a | n/a | n/a | n/a | n/a | n/a | n/a | n/a | n/a | n/a | n/a | n/a | n/a | n/a | n/a | n/a | n/a | n/a | n/a | n/a | n/a | n/a | n/a | X | n/a | n/a | n/a | n/a | n/a | n/a | n/a | n/a | n/a | n/a | n/a | n/a | n/a | n/a | n/a | n/a | n/a | n/a | n/a | n/a | n/a | n/a | n/a | n/a | n/a | n/a | n/a | n/a | n/a | n/a | n/a | n/a | n/a | n/a | n/a | n/a | n/a | n/a | n/a | n/a | n/a | n/a | n/a | n/a
FDI-0159 | LT1-31113-0532 |  | Installation of FDI LT1-31113-0532. ICC Modify Blocks |  | Rev 0 | 2011-10-25 | n/a | n/a | n/a | n/a | n/a | n/a | n/a | n/a | n/a | n/a | n/a | n/a | n/a | n/a | n/a | n/a | n/a | n/a | n/a | n/a | n/a | n/a | n/a | n/a | n/a | n/a | n/a | n/a | n/a | n/a | n/a | n/a | n/a | n/a | n/a | n/a | n/a | n/a | X | n/a | n/a | n/a | n/a | n/a | n/a | n/a | n/a | n/a | n/a | n/a | n/a | n/a | n/a | n/a | n/a | n/a | n/a | n/a | n/a | n/a | n/a | n/a | n/a | n/a | n/a | n/a | n/a | n/a | n/a | n/a | n/a | n/a | n/a | n/a | n/a | n/a | n/a | n/a | n/a | n/a | n/a | n/a | n/a
FDI-0160 | LT1-31113-0399 |  | Installation of FDI LT1-31113-0399. Add/Modify Blocks for 0AW001, 1AW005 through 010. |  | Rev 0 | 2011-05-12 | n/a | n/a | n/a | n/a | n/a | n/a | n/a | n/a | n/a | n/a | n/a | n/a | n/a | n/a | n/a | n/a | n/a | n/a | n/a | n/a | n/a | n/a | n/a | n/a | n/a | n/a | n/a | n/a | n/a | n/a | X | n/a | n/a | n/a | n/a | n/a | n/a | X | X | X | X | X | X | n/a | n/a | n/a | n/a | n/a | n/a | n/a | n/a | n/a | n/a | n/a | n/a | n/a | n/a | n/a | n/a | n/a | n/a | n/a | n/a | n/a | n/a | n/a | n/a | n/a | n/a | n/a | n/a | n/a | n/a | n/a | n/a | n/a | n/a | n/a | n/a | n/a | n/a | n/a | n/a
FDI-0161 | LT1-31113-0685 |  | Installation of FDI LT1-31113-0685 QF1031620 for HSDAI fix 1AW062 & 1AW063. |  | Rev 0 | 2011-09-29 | n/a | n/a | n/a | n/a | n/a | n/a | n/a | n/a | n/a | n/a | n/a | n/a | n/a | n/a | n/a | n/a | n/a | n/a | n/a | n/a | n/a | n/a | n/a | n/a | n/a | n/a | n/a | n/a | n/a | n/a | n/a | n/a | n/a | n/a | n/a | n/a | n/a | n/a | n/a | n/a | n/a | n/a | n/a | n/a | n/a | n/a | n/a | n/a | n/a | n/a | n/a | n/a | n/a | n/a | n/a | n/a | n/a | n/a | n/a | n/a | n/a | X | X | n/a | n/a | n/a | n/a | n/a | n/a | n/a | n/a | n/a | n/a | n/a | n/a | n/a | n/a | n/a | n/a | n/a | n/a | n/a | n/a
FDI-0162 | LT1-31113-0569 |  | Installation of FDI LT1-31113-0569 Device Monitor Enabled/Disabled |  | Rev 3 | 2011-08-16 | X | X | X | X | X | X | X | X | X | X | X | X | X | X | X | X | X | X | X | X | X | X | X | X | X | X | X | X | X | X | n/a | n/a | X | X | X | X | X | X | X | X | X | X | X | X | X | X | X | X | X | X | X | X | X | X | X | X | X | X | X | X | X | X | X | X | X | X | X | X | X | X | X | X | X | X | X | X | X | n/a | n/a | n/a | n/a | n/a | n/a
FDI-0163 | LT1-31113-0570 |  | Installation of FDI LT1-31113-0570 Re-install of 1AW61A & B Server 2003 |  | Rev 1 | 2012-06-28 | n/a | n/a | n/a | n/a | n/a | n/a | n/a | n/a | n/a | n/a | n/a | n/a | n/a | n/a | n/a | n/a | n/a | n/a | n/a | n/a | n/a | n/a | n/a | n/a | n/a | n/a | n/a | n/a | n/a | n/a | n/a | n/a | n/a | n/a | n/a | n/a | n/a | n/a | n/a | n/a | n/a | n/a | n/a | n/a | n/a | n/a | n/a | n/a | n/a | n/a | n/a | n/a | n/a | n/a | n/a | n/a | n/a | n/a | n/a | n/a | n/a | n/a | n/a | n/a | n/a | n/a | n/a | n/a | n/a | n/a | n/a | n/a | n/a | n/a | n/a | X | X | n/a | n/a | n/a | n/a | n/a | n/a
FDI-0164 | LT1-31113-0380 |  | Installation of FDI LT1-31113-0380. ICC Modify Blocks for 1AW010. |  | Rev 0 | 2011-05-17 | n/a | n/a | n/a | n/a | n/a | n/a | n/a | n/a | n/a | n/a | n/a | n/a | n/a | n/a | n/a | n/a | n/a | n/a | n/a | n/a | n/a | n/a | n/a | n/a | n/a | n/a | n/a | n/a | n/a | n/a | n/a | n/a | n/a | n/a | n/a | n/a | n/a | n/a | n/a | n/a | n/a | n/a | X | n/a | n/a | n/a | n/a | n/a | n/a | n/a | n/a | n/a | n/a | n/a | n/a | n/a | n/a | n/a | n/a | n/a | n/a | n/a | n/a | n/a | n/a | n/a | n/a | n/a | n/a | n/a | n/a | n/a | n/a | n/a | n/a | n/a | n/a | n/a | n/a | n/a | n/a | n/a | n/a
FDI-0165 |  |  | OPEN
FDI-0166 | LT1-31113-0312 |  | Installation of FDI LT1-31113-0312. ICC Delete/Add/Modify Blocks. |  | Rev 0 | 2011-07-06 | n/a | n/a | n/a | n/a | n/a | n/a | n/a | n/a | n/a | n/a | n/a | n/a | n/a | n/a | n/a | n/a | n/a | n/a | n/a | n/a | n/a | n/a | n/a | n/a | n/a | n/a | n/a | n/a | n/a | n/a | n/a | n/a | n/a | n/a | n/a | n/a | n/a | n/a | n/a | n/a | n/a | X | n/a | n/a | n/a | n/a | n/a | n/a | n/a | n/a | n/a | n/a | n/a | n/a | n/a | n/a | n/a | n/a | n/a | n/a | n/a | n/a | n/a | n/a | n/a | n/a | n/a | n/a | n/a | n/a | n/a | n/a | n/a | n/a | n/a | n/a | n/a | n/a | n/a | n/a | n/a | n/a | n/a
FDI-0167 | LT1-31113-0243 |  | Installation of FDI LT1-31113-0243. Add/Modify ICC, Add/Modify Historian Database points., Update Group Points file. |  |  | 2011-05-20 | X | X | X | X | X | X | X | X | X | X | X | X | X | X | X | X | X | X | X | X | X | X | X | X | X | X | X | X | X | X | X | X | X | X | X | X | X | X | X | X | X | X | X | n/a | n/a | n/a | n/a | X | n/a | n/a | n/a | n/a | n/a | n/a | n/a | X | X | X | n/a | n/a | n/a | n/a | n/a | n/a | n/a | n/a | n/a | n/a | n/a | n/a | n/a | n/a | n/a | n/a | X | X | X | n/a | n/a | n/a | n/a | n/a | n/a
FDI-0168 | LT1-31113-0383 |  | Installation of FDI LT1-31113-0383. ICC Modify Blocks for 1AW010. |  |  | 2011-05-05 | n/a | n/a | n/a | n/a | n/a | n/a | n/a | n/a | n/a | n/a | n/a | n/a | n/a | n/a | n/a | n/a | n/a | n/a | n/a | n/a | n/a | n/a | n/a | n/a | n/a | n/a | n/a | n/a | n/a | n/a | n/a | n/a | n/a | n/a | n/a | n/a | n/a | n/a | n/a | n/a | n/a | n/a | X | n/a | n/a | n/a | n/a | n/a | n/a | n/a | n/a | n/a | n/a | n/a | n/a | n/a | n/a | n/a | n/a | n/a | n/a | n/a | n/a | n/a | n/a | n/a | n/a | n/a | n/a | n/a | n/a | n/a | n/a | n/a | n/a | n/a | n/a | n/a | n/a | n/a | n/a | n/a | n/a
FDI-0169 | LT1-31113-0236 |  | Installation of FDI LT1-31113-0236. Add/Modify Blocks for ICC, Add/Modify Historian Database points, Update Group Points file. |  |  |  | X | X | X | X | X | X | X | X | X | X | X | X | X | X | X | X | X | X | X | X | X | X | X | X | X | X | X | X | X | X | X | X | X | X | X | X | X | X | X | X | X | X | X | n/a | X | X | n/a | n/a | n/a | n/a | n/a | n/a | n/a | n/a | n/a | X | X | X | n/a | n/a | n/a | n/a | n/a | n/a | n/a | n/a | n/a | n/a | n/a | n/a | n/a | n/a | n/a | n/a | X | X | X | n/a | n/a | n/a | n/a | n/a | n/a
FDI-0170 | LT1-31113-0236 |  | Installation of FDI LT1-31113-0236. Add/Modify Blocks for 1AW010, Add/Modify Historian Database points., Update Group Points file. |  |  | 2011-12-04 | X | X | X | X | X | X | X | X | X | X | X | X | X | X | X | X | X | X | X | X | X | X | X | X | X | X | X | X | X | X | X | X | X | X | X | X | X | X | X | X | X | X | X | n/a | X | X | n/a | n/a | n/a | n/a | n/a | n/a | n/a | n/a | n/a | X | X | X | n/a | n/a | n/a | n/a | n/a | n/a | n/a | n/a | n/a | n/a | n/a | n/a | n/a | n/a | n/a | n/a | X | X | X | n/a | n/a | n/a | n/a | n/a | n/a
FDI-0171 | LT1-31113-0236 |  | Installation of FDI LT1-31113-0236. Add/Modify Blocks for ICC, Add/Modify Historian Database points, Update Group Points file. |  |  | 2011-06-08 | X | X | X | X | X | X | X | X | X | X | X | X | X | X | X | X | X | X | X | X | X | X | X | X | X | X | X | X | X | X | X | X | X | X | X | X | X | X | X | X | X | X | X | n/a | X | X | n/a | n/a | n/a | n/a | n/a | n/a | n/a | n/a | n/a | X | X | X | n/a | n/a | n/a | n/a | n/a | n/a | n/a | n/a | n/a | n/a | n/a | n/a | n/a | n/a | n/a | n/a | X | X | X | n/a | n/a | n/a | n/a | n/a | n/a
FDI-0172 | LT1-31113-0637 |  | Installation of FDI LT1-31113-0637. ICC Modify Blocks |  | Rev 0 | 2011-07-04 | n/a | n/a | n/a | n/a | n/a | n/a | n/a | n/a | n/a | n/a | n/a | n/a | n/a | n/a | n/a | n/a | n/a | n/a | n/a | n/a | n/a | n/a | n/a | n/a | n/a | n/a | n/a | n/a | n/a | n/a | n/a | n/a | n/a | n/a | n/a | n/a | n/a | n/a | n/a | X | n/a | n/a | n/a | n/a | n/a | n/a | n/a | n/a | n/a | n/a | n/a | n/a | n/a | n/a | n/a | n/a | n/a | n/a | n/a | n/a | n/a | n/a | n/a | n/a | n/a | n/a | n/a | n/a | n/a | n/a | n/a | n/a | n/a | n/a | n/a | n/a | n/a | n/a | n/a | n/a | n/a | n/a | n/a
FDI-0173 | LT1-31113-0214 |  | Installation of FDI LT1-31113-0214. Add/Modify Blocks, Add/Modify Historian Database points., Update Group Points file. |  | Rev 4 | 6/8/2011, 3/14/2012 | X | X | X | X | X | X | X | X | X | X | X | X | X | X | X | X | X | X | X | X | X | X | X | X | X | X | X | X | X | X | X | n/a | X | X | X | X | X | X | X | X | X | X | X | n/a | n/a | n/a | X | X | n/a | n/a | n/a | n/a | n/a | n/a | n/a | X | X | X | n/a | n/a | n/a | n/a | n/a | n/a | n/a | n/a | n/a | n/a | n/a | n/a | n/a | n/a | n/a | n/a | X | X | X | n/a | n/a | n/a | n/a | n/a | n/a | n/a
FDI-0174 | LT1-31113-0365 |  | Installation of FDI LT1-31113-0365. ICC Add/Modify blocks, Graphic Modifications |  |  | 2011-08-10
FDI-0175 | LT1-31113-0348 |  | Installation of FDI LT1-31113-0348. Add/Modify Blocks for 1AW010, Add/Modify Historian Database points., Update Group Points file. |  |  | 2011-06-08 | X | X | X | X | X | X | X | X | X | X | X | X | X | X | X | X | X | X | X | X | X | X | X | X | X | X | X | X | X | X | X | X | X | X | X | X | X | X | X | X | X | X | X | n/a | n/a | n/a | n/a | X | n/a | n/a | n/a | n/a | n/a | n/a | n/a | X | X | X | n/a | n/a | n/a | n/a | n/a | n/a | n/a | n/a | n/a | n/a | n/a | n/a | n/a | n/a | n/a | n/a | X | X | X | n/a | n/a | n/a | n/a | n/a | n/a
FDI-0176 | LT1-31113-0356 |  | Installation of FDI LT1-31113-0356. Add/Modify Blocks for 1AW010, Add/Modify Historian Database points., Update Group Points file. |  |  | 2011-05-17 | X | X | X | X | X | X | X | X | X | X | X | X | X | X | X | X | X | X | X | X | X | X | X | X | X | X | X | X | X | X | X | X | X | X | X | X | X | X | X | X | X | X | X | n/a | X | X | n/a | n/a | n/a | n/a | n/a | n/a | n/a | n/a | n/a | X | X | X | n/a | n/a | n/a | n/a | n/a | n/a | n/a | n/a | n/a | n/a | n/a | n/a | n/a | n/a | n/a | n/a | X | X | X | n/a | n/a | n/a | n/a | n/a | n/a
FDI-0177 |  |  | OPEN
FDI-0178 | LT1-31113-0652 |  | Installation of FDI LT1-31113-0652 HSH / TDR / SOE configuration update. |  | Rev 1 | 2011-08-31 | X | X | X | X | X | X | X | X | X | X | X | X | X | X | X | X | X | X | X | X | X | X | X | X | X | X | X | X | X | X | X | n/a | X | X | X | X | X | X | X | X | X | X | X | n/a | n/a | n/a | n/a | n/a | n/a | n/a | n/a | n/a | n/a | X | n/a | X | X | X | n/a | n/a | n/a | X | X | n/a | n/a | n/a | n/a | n/a | n/a | n/a | n/a | n/a | n/a | n/a | X | X | X | n/a | n/a | n/a | n/a | n/a | n/a
FDI-0179 | LT1-31113-0355 |  | Installation of FDI LT1-31113-0355. Add/Modify Blocks for ICC, Add/Modify Historian Database points. |  |  | 5/20/2011, 3/30/2012 | X | X | X | X | X | X | X | X | X | X | X | X | X | X | X | X | X | X | X | X | X | X | X | X | X | X | X | X | X | X | X | X | X | X | X | X | X | X | X | X | X | X | X | n/a | n/a | n/a | n/a | X | n/a | n/a | n/a | n/a | n/a | n/a | n/a | X | X | X | n/a | n/a | n/a | n/a | n/a | n/a | n/a | n/a | n/a | n/a | n/a | n/a | n/a | n/a | n/a | n/a | X | X | X | n/a | n/a | n/a | n/a | n/a | n/a
FDI-0180 | LT1-31113-0372 |  | Installation of FDI LT1-31113-0372. Graphic Modifications |  |  | 2011-05-12 | X | X | X | X | X | X | X | X | X | X | X | X | X | X | X | X | X | X | X | X | X | X | X | X | X | X | X | X | X | X | X | X | X | X | X | X | X | X | X | X | X | X | X | n/a | n/a | n/a | n/a | n/a | n/a | n/a | n/a | n/a | n/a | n/a | n/a | X | X | X | n/a | n/a | n/a | n/a | n/a | n/a | n/a | n/a | n/a | n/a | n/a | n/a | n/a | n/a | n/a | n/a | X | X | X | n/a | n/a | n/a | n/a | n/a | n/a
FDI-0181 | LT1-31113-0370 |  | Installation of FDI LT1-31113-0370. Graphic Modifications |  |  | 2011-05-20 | X | X | X | X | X | X | X | X | X | X | X | X | X | X | X | X | X | X | X | X | X | X | X | X | X | X | X | X | X | X | X | X | X | X | X | X | X | X | X | X | X | X | X | n/a | n/a | n/a | n/a | n/a | n/a | n/a | n/a | n/a | n/a | n/a | n/a | X | X | X | n/a | n/a | n/a | n/a | n/a | n/a | n/a | n/a | n/a | n/a | n/a | n/a | n/a | n/a | n/a | n/a | X | X | X | n/a | n/a | n/a | n/a | n/a | n/a
FDI-0182 | LT1-31113-0386 |  | Installation of FDI LT1-31113-0386. Add/Modify Blocks for ICC Add/Modify Historian Database points., Update Group Points file. |  | Rev 3 | 5/12/2011, 10/04/2013, 10/19/2013 | X | X | X | X | X | X | X | X | X | X | X | X | X | X | X | X | X | X | X | X | X | X | X | X | X | X | X | X | X | X | X | X | X | X | X | X | X | X | X | X | X | X | X | n/a | n/a | n/a | n/a | X | n/a | n/a | n/a | n/a | n/a | n/a | n/a | X | X | X | n/a | n/a | n/a | n/a | n/a | n/a | n/a | n/a | n/a | n/a | n/a | n/a | n/a | n/a | n/a | n/a | X | X | X | n/a | n/a | n/a | n/a | n/a | n/a
FDI-0183 | LT1-31113-0376 |  | Installation of FDI LT1-31113-0376. Add/Modify Blocks for 1AW010, Add/Modify Historian Database points., Update Group Points file. |  | Rev 2 | 6/8/2011, 8/31/2011,7/12/2012 | X | X | X | X | X | X | X | X | X | X | X | X | X | X | X | X | X | X | X | X | X | X | X | X | X | X | X | X | X | X | X | X | X | X | X | X | X | X | X | X | X | X | X | n/a | n/a | n/a | n/a | n/a | n/a | n/a | X | n/a | n/a | n/a | n/a | X | X | X | n/a | n/a | n/a | n/a | n/a | n/a | n/a | n/a | n/a | n/a | n/a | n/a | n/a | n/a | n/a | n/a | X | X | X | n/a | n/a | n/a | n/a | n/a | n/a
FDI-0184 | LT1-31113-0345 |  | Installation of FDI LT1-31113-0345. Graphic Modifications |  |  | 2011-07-14 | X | X | X | X | X | X | X | X | X | X | X | X | X | X | X | X | X | X | X | X | X | X | X | X | X | X | X | X | X | X | X | X | X | X | X | X | X | X | X | X | X | X | X | n/a | n/a | n/a | n/a | n/a | n/a | n/a | n/a | n/a | n/a | n/a | n/a | X | X | X | n/a | n/a | n/a | n/a | n/a | n/a | n/a | n/a | n/a | n/a | n/a | n/a | n/a | n/a | n/a | n/a | X | X | X | n/a | n/a | n/a | n/a | n/a | n/a
FDI-0185 | LT1-31113-0334 |  | Installation of FDI LT1-31113-0334. Add/Modify Blocks for ICC. |  |  | 2011-05-20 | n/a | n/a | n/a | n/a | n/a | n/a | n/a | n/a | n/a | n/a | n/a | n/a | n/a | n/a | n/a | n/a | n/a | n/a | n/a | n/a | n/a | n/a | n/a | n/a | n/a | n/a | n/a | n/a | n/a | n/a | n/a | n/a | n/a | n/a | n/a | n/a | n/a | n/a | n/a | n/a | n/a | X | n/a | n/a | n/a | n/a | n/a | n/a | n/a | n/a | n/a | n/a | n/a | n/a | n/a | n/a | n/a | n/a | n/a | n/a | n/a | n/a | n/a | n/a | n/a | n/a | n/a | n/a | n/a | n/a | n/a | n/a | n/a | n/a | n/a | n/a | n/a | n/a | n/a | n/a | n/a | n/a | n/a
FDI-0186 | LT1-31113-0418 |  | Installation of FDI LT1-31113-0418. Graphic Modifications |  |  | 2011-05-20 | X | X | X | X | X | X | X | X | X | X | X | X | X | X | X | X | X | X | X | X | X | X | X | X | X | X | X | X | X | X | X | X | X | X | X | X | X | X | X | X | X | X | X | n/a | n/a | n/a | n/a | n/a | n/a | n/a | n/a | n/a | n/a | n/a | n/a | X | X | X | n/a | n/a | n/a | n/a | n/a | n/a | n/a | n/a | n/a | n/a | n/a | n/a | n/a | n/a | n/a | n/a | X | X | X | n/a | n/a | n/a | n/a | n/a | n/a
FDI-0187 | LT1-31113-0453 |  | Installation of FDI LT1-31113-0453. Graphic Modifications |  | Rev 1 | 2011-08-03 | X | X | X | X | X | X | X | X | X | X | X | X | X | X | X | X | X | X | X | X | X | X | X | X | X | X | X | X | X | X | X | X | X | X | X | X | X | X | X | X | X | X | X | n/a | n/a | n/a | n/a | n/a | n/a | n/a | n/a | n/a | n/a | n/a | n/a | X | X | X | n/a | n/a | n/a | n/a | n/a | n/a | n/a | n/a | n/a | n/a | n/a | n/a | n/a | n/a | n/a | n/a | X | X | X | n/a | n/a | n/a | n/a | n/a | n/a
FDI-0188 | LT1-31113-0460 |  | Installation of FDI LT1-31113-0460. Add/Modify Blocks for ICC. |  |  | 2011-06-01 | n/a | n/a | n/a | n/a | n/a | n/a | n/a | n/a | n/a | n/a | n/a | n/a | n/a | n/a | n/a | n/a | n/a | n/a | n/a | n/a | n/a | n/a | n/a | n/a | n/a | n/a | n/a | n/a | n/a | n/a | n/a | n/a | n/a | n/a | n/a | n/a | n/a | n/a | n/a | n/a | X | n/a | n/a | n/a | n/a | n/a | n/a | n/a | n/a | n/a | n/a | n/a | n/a | n/a | n/a | n/a | n/a | n/a | n/a | n/a | n/a | n/a | n/a | n/a | n/a | n/a | n/a | n/a | n/a | n/a | n/a | n/a | n/a | n/a | n/a | n/a | n/a | n/a | n/a | n/a | n/a | n/a | n/a
FDI-0189 | LT1-31113-0455 |  | Installation of FDI LT1-31113-0455. Add/Modify Blocks for ICC. |  |  | 2011-05-20 | n/a | n/a | n/a | n/a | n/a | n/a | n/a | n/a | n/a | n/a | n/a | n/a | n/a | n/a | n/a | n/a | n/a | n/a | n/a | n/a | n/a | n/a | n/a | n/a | n/a | n/a | n/a | n/a | n/a | n/a | n/a | n/a | n/a | n/a | n/a | n/a | n/a | n/a | n/a | n/a | n/a | X | n/a | n/a | n/a | n/a | n/a | n/a | n/a | n/a | n/a | n/a | n/a | n/a | n/a | n/a | n/a | n/a | n/a | n/a | n/a | n/a | n/a | n/a | n/a | n/a | n/a | n/a | n/a | n/a | n/a | n/a | n/a | n/a | n/a | n/a | n/a | n/a | n/a | n/a | n/a | n/a | n/a
FDI-0190 | LT1-31113-0456 |  | Installation of FDI LT1-31113-0456. Add/Modify Blocks for ICC, Add/Modify Historian Database points. |  |  | 2011-05-12 | n/a | n/a | n/a | n/a | n/a | n/a | n/a | n/a | n/a | n/a | n/a | n/a | n/a | n/a | n/a | n/a | n/a | n/a | n/a | n/a | n/a | n/a | n/a | n/a | n/a | n/a | n/a | n/a | n/a | n/a | n/a | n/a | n/a | n/a | n/a | n/a | n/a | n/a | n/a | n/a | X | X | n/a | X | n/a | n/a | n/a | n/a | n/a | n/a | n/a | n/a | n/a | n/a | n/a | n/a | n/a | n/a | n/a | n/a | n/a | n/a | n/a | n/a | n/a | n/a | n/a | n/a | n/a | n/a | n/a | n/a | n/a | n/a | n/a | n/a | n/a | n/a | n/a | n/a | n/a | n/a | n/a
FDI-0191 | LT1-31113-0444 |  | Installation of FDI LT1-31113-0444. Graphic Modifications |  | Rev 1 | 7/11/2011, 7/11/2011 | X | X | X | X | X | X | X | X | X | X | X | X | X | X | X | X | X | X | X | X | X | X | X | X | X | X | X | X | X | X | X | X | X | X | X | X | X | X | X | X | X | X | X | n/a | n/a | n/a | n/a | n/a | n/a | n/a | n/a | n/a | n/a | n/a | n/a | X | X | X | n/a | n/a | n/a | n/a | n/a | n/a | n/a | n/a | n/a | n/a | n/a | n/a | n/a | n/a | n/a | n/a | X | X | X | n/a | n/a | n/a | n/a | n/a | n/a
FDI-0192 | LT1-31113-0554 |  | Installation of FDI LT1-31113-0554. Add/Modify Blocks for ICC. |  | Rev 0 | 2011-07-06 | n/a | n/a | n/a | n/a | n/a | n/a | n/a | n/a | n/a | n/a | n/a | n/a | n/a | n/a | n/a | n/a | n/a | n/a | n/a | n/a | n/a | n/a | n/a | n/a | n/a | n/a | n/a | n/a | n/a | n/a | n/a | n/a | n/a | n/a | n/a | n/a | n/a | n/a | n/a | n/a | X | n/a | n/a | n/a | n/a | n/a | n/a | n/a | n/a | n/a | n/a | n/a | n/a | n/a | n/a | n/a | n/a | n/a | n/a | n/a | n/a | n/a | n/a | n/a | n/a | n/a | n/a | n/a | n/a | n/a | n/a | n/a | n/a | n/a | n/a | n/a | n/a | n/a | n/a | n/a | n/a | n/a | n/a
FDI-0193 | LT1-31113-0485 |  | Installation of FDI LT1-31113-0485. Graphic Modifications |  |  | 2011-06-08 | X | X | X | X | X | X | X | X | X | X | X | X | X | X | X | X | X | X | X | X | X | X | X | X | X | X | X | X | X | X | X | X | X | X | X | X | X | X | X | X | X | X | X | n/a | n/a | n/a | n/a | n/a | n/a | n/a | n/a | n/a | n/a | n/a | n/a | X | X | X | n/a | n/a | n/a | n/a | n/a | n/a | n/a | n/a | n/a | n/a | n/a | n/a | n/a | n/a | n/a | n/a | X | X | X | n/a | n/a | n/a | n/a | n/a | n/a
FDI-0194 | LT1-31113-0214 |  | Installation of FDI LT1-31113-0214. Add/Modify Blocks for ICC. |  | Rev 0 | 2011-07-14 | n/a | n/a | n/a | n/a | n/a | n/a | n/a | n/a | n/a | n/a | n/a | n/a | n/a | n/a | n/a | n/a | n/a | n/a | n/a | n/a | n/a | n/a | n/a | n/a | n/a | n/a | n/a | n/a | n/a | n/a | n/a | n/a | n/a | n/a | n/a | n/a | n/a | n/a | X | X | n/a | n/a | n/a | n/a | n/a | n/a | n/a | n/a | n/a | n/a | n/a | n/a | n/a | n/a | n/a | n/a | n/a | n/a | n/a | n/a | n/a | n/a | n/a | n/a | n/a | n/a | n/a | n/a | n/a | n/a | n/a | n/a | n/a | n/a | n/a | n/a | n/a | n/a | n/a | n/a | n/a | n/a | n/a
FDI-0195 | LT1-31113-0214 |  | Installation of FDI LT1-31113-0214. ICC Add/Modify Blocks, Add/Modify Historian Database points., Update Group Points file. |  | Rev 0 | 2011-06-23 | X | X | X | X | X | X | X | X | X | X | X | X | X | X | X | X | X | X | X | X | X | X | X | X | X | X | X | X | X | X | X | X | X | X | X | X | X | X | X | X | X | X | X | n/a | n/a | n/a | n/a | n/a | X | n/a | n/a | n/a | n/a | n/a | n/a | X | X | X | n/a | n/a | n/a | n/a | n/a | n/a | n/a | n/a | n/a | n/a | n/a | n/a | n/a | n/a | n/a | n/a | X | X | X | n/a | n/a | n/a | n/a | n/a | n/a
FDI-0196 | LT1-31113-0214 |  | Installation of FDI LT1-31113-0214. Add/Modify Blocks for ICC. |  | Rev 0 | 2011-08-05 | n/a | n/a | n/a | n/a | n/a | n/a | n/a | n/a | n/a | n/a | n/a | n/a | n/a | n/a | n/a | n/a | n/a | n/a | n/a | n/a | n/a | n/a | n/a | n/a | n/a | n/a | n/a | n/a | n/a | n/a | n/a | n/a | n/a | n/a | n/a | n/a | n/a | n/a | n/a | X | n/a | n/a | n/a | n/a | n/a | n/a | n/a | n/a | n/a | n/a | n/a | n/a | n/a | n/a | n/a | n/a | n/a | n/a | n/a | n/a | n/a | n/a | n/a | n/a | n/a | n/a | n/a | n/a | n/a | n/a | n/a | n/a | n/a | n/a | n/a | n/a | n/a | n/a | n/a | n/a | n/a | n/a | n/a
FDI-0197 | LT1-31113-0214 |  | Installation of FDI LT1-31113-0214. Add/Modify Blocks for ICC. |  |  | 2011-06-23 | n/a | n/a | n/a | n/a | n/a | n/a | n/a | n/a | n/a | n/a | n/a | n/a | n/a | n/a | n/a | n/a | n/a | n/a | n/a | n/a | n/a | n/a | n/a | n/a | n/a | n/a | n/a | n/a | n/a | n/a | n/a | n/a | n/a | n/a | n/a | n/a | n/a | n/a | n/a | X | n/a | n/a | n/a | n/a | n/a | n/a | n/a | n/a | n/a | n/a | n/a | n/a | n/a | n/a | n/a | n/a | n/a | n/a | n/a | n/a | n/a | n/a | n/a | n/a | n/a | n/a | n/a | n/a | n/a | n/a | n/a | n/a | n/a | n/a | n/a | n/a | n/a | n/a | n/a | n/a | n/a | n/a | n/a
FDI-0198 | LT1-31113-0417 |  | Installation of FDI LT1-31113-0417. Add/Modify Blocks for ICC, Add/Modify Historian Database points. |  | Rev 1 | 7/14/2011, 8/22/2011 | n/a | n/a | n/a | n/a | n/a | n/a | n/a | n/a | n/a | n/a | n/a | n/a | n/a | n/a | n/a | n/a | n/a | n/a | n/a | n/a | n/a | n/a | n/a | n/a | n/a | n/a | n/a | n/a | n/a | n/a | n/a | n/a | n/a | n/a | n/a | n/a | n/a | n/a | n/a | n/a | n/a | n/a | n/a | n/a | n/a | n/a | n/a | n/a | n/a | n/a | n/a | n/a | n/a | n/a | n/a | n/a | n/a | n/a | n/a | n/a | n/a | n/a | n/a | n/a | n/a | n/a | n/a | n/a | n/a | n/a | n/a | n/a | n/a | n/a | n/a | n/a | n/a | n/a | n/a | n/a | n/a | n/a | n/a
FDI-0199 | LT1-31113-0415 |  | Installation of FDI LT1-31113-0415. Add/Modify Blocks for ICC. Graphic Modifications |  |  |  | X | X | X | X | X | X | X | X | X | X | X | X | X | X | X | X | X | X | X | X | X | X | X | X | X | X | X | X | X | X | X | X | X | X | X | X | X | X | X | X | X | X | X | n/a | n/a | n/a | n/a | n/a | n/a | n/a | n/a | n/a | n/a | n/a | n/a | X | X | X | n/a | n/a | n/a | n/a | n/a | n/a | n/a | n/a | n/a | n/a | n/a | n/a | n/a | n/a | n/a | n/a | X | X | X | n/a | n/a | n/a | n/a | n/a | n/a
FDI-0200 | LT1-31113-0502 |  | Installation of FDI LT1-31113-0502. ICC Add/Modify Blocks, Add/Modify Historian Database points., Update Group Points file. |  | Rev 0 | 2011-07-26 | X | X | X | X | X | X | X | X | X | X | X | X | X | X | X | X | X | X | X | X | X | X | X | X | X | X | X | X | X | X | X | X | X | X | X | X | X | X | X | X | X | X | X | n/a | X | X | n/a | n/a | n/a | n/a | n/a | n/a | n/a | n/a | n/a | X | X | X | n/a | n/a | n/a | n/a | n/a | n/a | n/a | n/a | n/a | n/a | n/a | n/a | n/a | n/a | n/a | n/a | X | X | X | n/a | n/a | n/a | n/a | n/a | n/a
FDI-0201 | LT1-31113-0226 |  | Installation of FDI LT1-31113-0226. ICC Add/Modify Blocks, Add/Modify Historian Database points., Update Group Points file. |  | Rev 2 | 2011-09-07 | X | X | X | X | X | X | X | X | X | X | X | X | X | X | X | X | X | X | X | X | X | X | X | X | X | X | X | X | X | X | X | n/a | X | X | X | X | X | X | X | X | X | X | X | n/a | X | X | n/a | n/a | n/a | n/a | n/a | n/a | n/a | n/a | n/a | X | X | X | n/a | n/a | n/a | n/a | n/a | n/a | n/a | n/a | n/a | n/a | n/a | n/a | n/a | n/a | n/a | n/a | X | X | X | n/a | n/a | n/a | n/a | n/a | n/a
FDI-0202 | LT1-31113-0412 |  | Installation of FDI LT1-31113-0412. ICC Delete/Add/Modify Blocks, Add/Modify Historian Database points., Update Group Points file. |  | Rev 3 | 2011-11-28 | X | X | X | X | X | X | X | X | X | X | X | X | X | X | X | X | X | X | X | X | X | X | X | X | X | X | X | X | X | X | X | n/a | X | X | X | X | X | X | X | X | X | X | X | n/a | X | X | X | n/a | n/a | n/a | n/a | n/a | n/a | n/a | n/a | X | X | X | n/a | n/a | n/a | n/a | n/a | n/a | n/a | n/a | n/a | n/a | n/a | n/a | n/a | n/a | n/a | n/a | X | X | X | n/a | n/a | n/a | n/a | n/a | n/a
FDI-0203 | LT1-31113-0520 |  | Installation of FDI LT1-31113-0520. Delete/Add/Modify Blocks, TDR/SOE/HSH Database points. |  | Rev 0 | 2011-08-31 | n/a | n/a | n/a | n/a | n/a | n/a | n/a | n/a | n/a | n/a | n/a | n/a | n/a | n/a | n/a | n/a | n/a | n/a | n/a | n/a | n/a | n/a | n/a | n/a | n/a | n/a | n/a | n/a | n/a | n/a | n/a | n/a | n/a | n/a | n/a | n/a | n/a | n/a | n/a | n/a | n/a | n/a | n/a | n/a | n/a | n/a | n/a | n/a | n/a | n/a | n/a | n/a | n/a | n/a | n/a | n/a | n/a | n/a | n/a | n/a | n/a | X | X | n/a | n/a | n/a | n/a | n/a | n/a | n/a | n/a | n/a | n/a | n/a | n/a | n/a | n/a | n/a | n/a | n/a | n/a | n/a | n/a
FDI-0204 | LT1-31113-0493 |  | Installation of FDI LT1-31113-0493. ICC Add/Modify Blocks, Add/Modify Historian Database points., Update Group Points file. |  | Rev 1 | 2011-07-26 | X | X | X | X | X | X | X | X | X | X | X | X | X | X | X | X | X | X | X | X | X | X | X | X | X | X | X | X | X | X | X | X | X | X | X | X | X | X | X | X | X | X | X | n/a | n/a | n/a | X | n/a | n/a | n/a | n/a | n/a | X | n/a | n/a | X | X | X | n/a | n/a | n/a | n/a | n/a | n/a | n/a | n/a | n/a | n/a | n/a | n/a | n/a | n/a | n/a | n/a | X | X | X | n/a | n/a | n/a | n/a | n/a | n/a
FDI-0205 | LT1-31113-0352 |  | Installation of FDI LT1-31113-0352. Add/Modify Blocks for ICC, Add/Modify Historian Database points, Update Group Points file. |  |  | 2011-07-05 | X | X | X | X | X | X | X | X | X | X | X | X | X | X | X | X | X | X | X | X | X | X | X | X | X | X | X | X | X | X | X | X | X | X | X | X | X | X | X | X | X | X | X | n/a | X | X | n/a | n/a | n/a | n/a | n/a | n/a | X | n/a | n/a | X | X | X | n/a | n/a | n/a | n/a | n/a | n/a | n/a | n/a | n/a | n/a | n/a | n/a | n/a | n/a | n/a | n/a | X | X | X | n/a | n/a | n/a | n/a | n/a | n/a
FDI-0206 | LT1-31113-0467 |  | Installation of FDI LT1-31113-0467. Add/Modify Blocks for ICC, Add/Modify Historian Database points., Update Group Points file. |  |  | 2011-06-21 | X | X | X | X | X | X | X | X | X | X | X | X | X | X | X | X | X | X | X | X | X | X | X | X | X | X | X | X | X | X | X | X | X | X | X | X | X | X | X | X | X | X | X | n/a | n/a | n/a | n/a | n/a | n/a | n/a | n/a | n/a | X | n/a | n/a | X | X | X | n/a | n/a | n/a | n/a | n/a | n/a | n/a | n/a | n/a | n/a | n/a | n/a | n/a | n/a | n/a | n/a | X | X | X | n/a | n/a | n/a | n/a | n/a | n/a
FDI-0207 | LT1-31113-0470 |  | Installation of FDI LT1-31113-0470. Add/Modify Blocks for ICC, Graphic Modifications. |  | Rev 0 | 2011-07-11 | X | X | X | X | X | X | X | X | X | X | X | X | X | X | X | X | X | X | X | X | X | X | X | X | X | X | X | X | X | X | X | X | X | X | X | X | X | X | X | X | X | X | X | n/a | n/a | n/a | n/a | n/a | n/a | n/a | n/a | n/a | n/a | n/a | n/a | X | X | X | n/a | n/a | n/a | n/a | n/a | n/a | n/a | n/a | n/a | n/a | n/a | n/a | n/a | n/a | n/a | n/a | X | X | X | n/a | n/a | n/a | n/a | n/a | n/a
FDI-0208 | LT1-31113-0309 |  | Installation of FDI LT1-31113-0309. Add/Modify Blocks for ICC. |  |  | 2011-06-23 | n/a | n/a | n/a | n/a | n/a | n/a | n/a | n/a | n/a | n/a | n/a | n/a | n/a | n/a | n/a | n/a | n/a | n/a | n/a | n/a | n/a | n/a | n/a | n/a | n/a | n/a | n/a | n/a | n/a | n/a | n/a | n/a | n/a | n/a | n/a | n/a | n/a | n/a | n/a | X | X | n/a | n/a | n/a | n/a | n/a | n/a | n/a | n/a | n/a | n/a | n/a | n/a | n/a | n/a | n/a | n/a | n/a | n/a | n/a | n/a | n/a | n/a | n/a | n/a | n/a | n/a | n/a | n/a | n/a | n/a | n/a | n/a | n/a | n/a | n/a | n/a | n/a | n/a | n/a | n/a | n/a | n/a
FDI-0209 | LT1-31113-0421 |  | Installation of FDI LT1-31113-0421. Add/Modify Blocks for ICC, Add/Modify Historian Database points., Update Group Points file. |  | Rev 3 | 2011-09-11 | X | X | X | X | X | X | X | X | X | X | X | X | X | X | X | X | X | X | X | X | X | X | X | X | X | X | X | X | X | X | X | n/a | X | X | X | X | X | X | X | X | X | X | X | n/a | X | X | n/a | n/a | n/a | n/a | n/a | n/a | n/a | n/a | n/a | X | X | X | n/a | n/a | n/a | n/a | n/a | n/a | n/a | n/a | n/a | n/a | n/a | n/a | n/a | n/a | n/a | n/a | X | X | X | n/a | n/a | n/a | n/a | n/a | n/a
FDI-0210 | LT1-31113-0236 |  | Installation of FDI LT1-31113-0236. Add/Modify Blocks for ICC, Add/Modify Historian Database points., Update Group Points file. |  | Rev 0 | 2011-07-05 | X | X | X | X | X | X | X | X | X | X | X | X | X | X | X | X | X | X | X | X | X | X | X | X | X | X | X | X | X | X | X | n/a | X | X | X | X | X | X | X | X | X | X | X | n/a | X | X | n/a | n/a | n/a | n/a | n/a | n/a | n/a | n/a | n/a | X | X | X | n/a | n/a | n/a | n/a | n/a | n/a | n/a | n/a | n/a | n/a | n/a | n/a | n/a | n/a | n/a | n/a | X | X | X | n/a | n/a | n/a | n/a | n/a | n/a
FDI-0211 | LT1-31113-0236 |  | Installation of FDI LT1-31113-0236. Add/Modify Blocks for ICC, Add/Modify Historian Database points., Update Group Points file. |  |  |  | X | X | X | X | X | X | X | X | X | X | X | X | X | X | X | X | X | X | X | X | X | X | X | X | X | X | X | X | X | X | X | n/a | X | X | X | X | X | X | X | X | X | X | X | n/a | X | X | n/a | n/a | n/a | n/a | n/a | n/a | n/a | n/a | n/a | X | X | X | n/a | n/a | n/a | n/a | n/a | n/a | n/a | n/a | n/a | n/a | n/a | n/a | n/a | n/a | n/a | n/a | X | X | X | n/a | n/a | n/a | n/a | n/a | n/a
FDI-0212 | LT1-31113-0214 |  | Installation of FDI LT1-31113-0214. Add/Modify Blocks for ICC, Add/Modify Historian Database points., Update Group Points file. |  |  | 2011-07-05 | X | X | X | X | X | X | X | X | X | X | X | X | X | X | X | X | X | X | X | X | X | X | X | X | X | X | X | X | X | X | X | n/a | X | X | X | X | X | X | X | X | X | X | X | n/a | n/a | n/a | n/a | n/a | X | n/a | n/a | n/a | n/a | n/a | n/a | X | X | X | n/a | n/a | n/a | n/a | n/a | n/a | n/a | n/a | n/a | n/a | n/a | n/a | n/a | n/a | n/a | n/a | X | X | X | n/a | n/a | n/a | n/a | n/a | n/a
FDI-0213 | LT1-31113-0251 |  | Installation of FDI LT1-31113-0251. Graphic Modifications |  | Rev 0 | 7/5/2011, 12/5/2011 | X | X | X | X | X | X | X | X | X | X | X | X | X | X | X | X | X | X | X | X | X | X | X | X | X | X | X | X | X | X | X | X | X | X | X | X | X | X | X | X | X | X | X | n/a | n/a | n/a | n/a | n/a | n/a | n/a | n/a | n/a | n/a | n/a | n/a | X | X | X | n/a | n/a | n/a | n/a | n/a | n/a | n/a | n/a | n/a | n/a | n/a | n/a | n/a | n/a | n/a | n/a | X | X | X | n/a | n/a | n/a | n/a | n/a | n/a
FDI-0214 | LT1-31113-0366 |  | Installation of FDI LT1-31113-0366. Graphic Modifications |  | Rev 0 | 2011-07-06 | X | X | X | X | X | X | X | X | X | X | X | X | X | X | X | X | X | X | X | X | X | X | X | X | X | X | X | X | X | X | X | X | X | X | X | X | X | X | X | X | X | X | X | n/a | n/a | n/a | n/a | n/a | n/a | n/a | n/a | n/a | n/a | n/a | n/a | X | X | X | n/a | n/a | n/a | n/a | n/a | n/a | n/a | n/a | n/a | n/a | n/a | n/a | n/a | n/a | n/a | n/a | X | X | X | n/a | n/a | n/a | n/a | n/a | n/a
FDI-0215 | LT1-31113-0384 |  | Installation of FDI LT1-31113-0384. ICC Add/Modify Blocks, Add/Modify Historian Database points., Update Group Points file. |  | Rev 1 | 2011-08-03 | X | X | X | X | X | X | X | X | X | X | X | X | X | X | X | X | X | X | X | X | X | X | X | X | X | X | X | X | X | X | X | X | X | X | X | X | X | X | X | X | X | X | X | n/a | n/a | n/a | n/a | X | n/a | X | n/a | n/a | n/a | n/a | n/a | X | X | X | n/a | n/a | n/a | n/a | n/a | n/a | n/a | n/a | n/a | n/a | n/a | n/a | n/a | n/a | n/a | n/a | X | X | X | n/a | n/a | n/a | n/a | n/a | n/a
FDI-0216 | LT1-31113-0328 |  | Installation of FDI LT1-31113-0328. Graphic Modifications |  | Rev 0 | 2011-07-06 | X | X | X | X | X | X | X | X | X | X | X | X | X | X | X | X | X | X | X | X | X | X | X | X | X | X | X | X | X | X | X | X | X | X | X | X | X | X | X | X | X | X | X | n/a | n/a | n/a | n/a | n/a | n/a | n/a | n/a | n/a | n/a | n/a | n/a | X | X | X | n/a | n/a | n/a | n/a | n/a | n/a | n/a | n/a | n/a | n/a | n/a | n/a | n/a | n/a | n/a | n/a | X | X | X | n/a | n/a | n/a | n/a | n/a | n/a
FDI-0217 | LT1-31113-0390 |  | Installation of FDI LT1-31113-0390. Graphic Modifications |  | Rev 0 | 2011-07-06 | X | X | X | X | X | X | X | X | X | X | X | X | X | X | X | X | X | X | X | X | X | X | X | X | X | X | X | X | X | X | X | X | X | X | X | X | X | X | X | X | X | X | X | n/a | n/a | n/a | n/a | n/a | n/a | n/a | n/a | n/a | n/a | n/a | n/a | X | X | X | n/a | n/a | n/a | n/a | n/a | n/a | n/a | n/a | n/a | n/a | n/a | n/a | n/a | n/a | n/a | n/a | X | X | X | n/a | n/a | n/a | n/a | n/a | n/a
FDI-0218 | LT1-31113-0580 |  | Installation of FDI LT1-31113-0580. Graphic Modifications |  | Rev 0 | 2011-07-06 | X | X | X | X | X | X | X | X | X | X | X | X | X | X | X | X | X | X | X | X | X | X | X | X | X | X | X | X | X | X | X | X | X | X | X | X | X | X | X | X | X | X | X | n/a | n/a | n/a | n/a | n/a | n/a | n/a | n/a | n/a | n/a | n/a | n/a | X | X | X | n/a | n/a | n/a | n/a | n/a | n/a | n/a | n/a | n/a | n/a | n/a | n/a | n/a | n/a | n/a | n/a | X | X | X | n/a | n/a | n/a | n/a | n/a | n/a
FDI-0219 | LT1-31113-0635 |  | Installation of FDI LT1-31113-0635. Add/Modify Blocks for ICC. Update MM. |  | Rev 2 | 2011-11-07 | n/a | n/a | n/a | n/a | n/a | n/a | n/a | n/a | n/a | n/a | n/a | n/a | n/a | n/a | n/a | n/a | n/a | n/a | n/a | n/a | n/a | n/a | n/a | n/a | n/a | n/a | n/a | n/a | n/a | n/a | n/a | n/a | n/a | n/a | n/a | n/a | n/a | n/a | n/a | n/a | n/a | n/a | X | n/a | n/a | n/a | n/a | n/a | n/a | n/a | n/a | n/a | n/a | n/a | n/a | n/a | n/a | n/a | n/a | n/a | n/a | n/a | n/a | n/a | X | X | n/a | n/a | n/a | n/a | n/a | n/a | n/a | n/a | n/a | n/a | n/a | n/a | n/a | n/a | n/a | n/a | n/a
FDI-0220 | LT1-31113-0644 |  | Installation of FDI LT1-31113-0644. Add/Modify Blocks for ICC. |  | Rev 0 | 2011-07-05 | n/a | n/a | n/a | n/a | n/a | n/a | n/a | n/a | n/a | n/a | n/a | n/a | n/a | n/a | n/a | n/a | n/a | n/a | n/a | n/a | n/a | n/a | n/a | n/a | n/a | n/a | n/a | n/a | n/a | n/a | n/a | n/a | n/a | n/a | n/a | n/a | n/a | n/a | n/a | n/a | n/a | n/a | X | n/a | n/a | n/a | n/a | n/a | n/a | n/a | n/a | n/a | n/a | n/a | n/a | n/a | n/a | n/a | n/a | n/a | n/a | n/a | n/a | n/a | n/a | n/a | n/a | n/a | n/a | n/a | n/a | n/a | n/a | n/a | n/a | n/a | n/a | n/a | n/a | n/a | n/a | n/a | n/a
FDI-0221 | LT1-31113-0632 |  | Installation of FDI LT1-31113-0632. Add/Modify Blocks for ICC. Sequence code source & include files. |  | Rev 5 | 6/23/2011, 10/25/2011, 9/21/2013 | n/a | n/a | n/a | n/a | n/a | n/a | n/a | n/a | n/a | n/a | n/a | n/a | n/a | n/a | n/a | n/a | n/a | n/a | n/a | n/a | n/a | n/a | n/a | n/a | n/a | n/a | n/a | n/a | n/a | n/a | n/a | n/a | n/a | n/a | n/a | n/a | n/a | X | n/a | X | n/a | X | n/a | n/a | n/a | n/a | n/a | n/a | n/a | n/a | n/a | n/a | n/a | n/a | n/a | n/a | n/a | n/a | n/a | n/a | n/a | n/a | n/a | n/a | n/a | n/a | n/a | n/a | n/a | n/a | n/a | n/a | n/a | n/a | n/a | n/a | n/a | n/a | n/a | n/a | n/a | n/a | n/a
FDI-0222 | LT1-31113-0230 |  | Installation of FDI LT1-31113-0230. ICC Add/Modify Blocks, Add/Modify Historian Database points., Update Group Points file. Updates to CTPFlow Calcs |  | Rev 1 | 2012-05-23 | X | X | X | X | X | X | X | X | X | X | X | X | X | X | X | X | X | X | X | X | X | X | X | X | X | X | X | X | X | X | X | X | X | X | X | X | X | X | X | X | X | X | X | n/a | n/a | n/a | n/a | n/a | n/a | n/a | n/a | n/a | X | n/a | n/a | X | X | X | n/a | n/a | n/a | n/a | n/a | n/a | n/a | n/a | n/a | n/a | X | X | n/a | n/a | n/a | n/a | X | X | X | n/a | n/a | n/a | n/a | n/a | n/a
FDI-0223 | LT1-31113-0256 |  | Installation of FDI LT1-31113-0256. ICC Add/Modify Blocks, Add/Modify Historian Database points., Update Group Points file. |  | Rev 2 | 8/31/2011, 7/5/2012 | X | X | X | X | X | X | X | X | X | X | X | X | X | X | X | X | X | X | X | X | X | X | X | X | X | X | X | X | X | X | X | X | X | X | X | X | X | X | X | X | X | X | X | n/a | n/a | n/a | n/a | X | n/a | n/a | n/a | n/a | n/a | n/a | n/a | X | X | X | n/a | n/a | n/a | n/a | n/a | n/a | n/a | n/a | n/a | n/a | n/a | n/a | n/a | n/a | n/a | n/a | X | X | X | n/a | n/a | n/a | n/a | n/a | n/a
FDI-0224 | LT1-31113-0214 |  | Installation of FDI LT1-31113-0214. Add/Modify Blocks for ICC. |  | Rev 2 | 2011-10-13 | n/a | n/a | n/a | n/a | n/a | n/a | n/a | n/a | n/a | n/a | n/a | n/a | n/a | n/a | n/a | n/a | n/a | n/a | n/a | n/a | n/a | n/a | n/a | n/a | n/a | n/a | n/a | n/a | n/a | n/a | n/a | n/a | n/a | n/a | n/a | n/a | n/a | n/a | n/a | X | n/a | n/a | n/a | n/a | n/a | n/a | n/a | n/a | n/a | n/a | n/a | n/a | n/a | n/a | n/a | n/a | n/a | n/a | n/a | n/a | n/a | n/a | n/a | n/a | n/a | n/a | n/a | n/a | n/a | n/a | n/a | n/a | n/a | n/a | n/a | n/a | n/a | n/a | n/a | n/a | n/a | n/a | n/a
FDI-0225 | LT1-31113-0524 |  | Installation of FDI LT1-31113-0524. Add/Modify Blocks for ICC. |  | Rev 2 | 2011-09-28 | n/a | n/a | n/a | n/a | n/a | n/a | n/a | n/a | n/a | n/a | n/a | n/a | n/a | n/a | n/a | n/a | n/a | n/a | n/a | n/a | n/a | n/a | n/a | n/a | n/a | n/a | n/a | n/a | n/a | n/a | n/a | n/a | n/a | n/a | n/a | n/a | n/a | n/a | n/a | n/a | X | n/a | n/a | n/a | n/a | n/a | n/a | n/a | n/a | n/a | n/a | n/a | n/a | n/a | n/a | n/a | n/a | n/a | n/a | n/a | n/a | n/a | n/a | n/a | n/a | n/a | n/a | n/a | n/a | n/a | n/a | n/a | n/a | n/a | n/a | n/a | n/a | n/a | n/a | n/a | n/a | n/a | n/a
FDI-0226 | LT1-31113-0608 |  | Installation of FDI LT1-31113-0608. Add/Modify Blocks for ICC. |  | Rev 0 | 2011-07-06 | n/a | n/a | n/a | n/a | n/a | n/a | n/a | n/a | n/a | n/a | n/a | n/a | n/a | n/a | n/a | n/a | n/a | n/a | n/a | n/a | n/a | n/a | n/a | n/a | n/a | n/a | n/a | n/a | n/a | n/a | n/a | n/a | n/a | n/a | n/a | n/a | n/a | n/a | n/a | X | X | n/a | n/a | n/a | n/a | n/a | n/a | n/a | n/a | n/a | n/a | n/a | n/a | n/a | n/a | n/a | n/a | n/a | n/a | n/a | n/a | n/a | n/a | n/a | n/a | n/a | n/a | n/a | n/a | n/a | n/a | n/a | n/a | n/a | n/a | n/a | n/a | n/a | n/a | n/a | n/a | n/a | n/a
FDI-0227 | LT1-31113-0408 |  | Installation of FDI LT1-31113-0408. Add/Modify Blocks for ICC. |  | Rev 0 |  | n/a | n/a | n/a | n/a | n/a | n/a | n/a | n/a | n/a | n/a | n/a | n/a | n/a | n/a | n/a | n/a | n/a | n/a | n/a | n/a | n/a | n/a | n/a | n/a | n/a | n/a | n/a | n/a | n/a | n/a | n/a | n/a | n/a | n/a | n/a | n/a | n/a | n/a | n/a | X | n/a | n/a | n/a | n/a | n/a | n/a | n/a | n/a | n/a | n/a | n/a | n/a | n/a | n/a | n/a | n/a | n/a | n/a | n/a | n/a | n/a | n/a | n/a | n/a | n/a | n/a | n/a | n/a | n/a | n/a | n/a | n/a | n/a | n/a | n/a | n/a | n/a | n/a | n/a | n/a | n/a | n/a | n/a
FDI-0228 | LT1-31113-0214 |  | Installation of FDI LT1-31113-0214. ICC Add/Modify Blocks, Add/Modify Historian Database points., Update Group Points file. |  | Rev 0 | 2011-07-26 | X | X | X | X | X | X | X | X | X | X | X | X | X | X | X | X | X | X | X | X | X | X | X | X | X | X | X | X | X | X | X | X | X | X | X | X | X | X | X | X | X | X | X | n/a | X | X | n/a | n/a | n/a | n/a | n/a | n/a | n/a | n/a | n/a | X | X | X | n/a | n/a | n/a | n/a | n/a | n/a | n/a | n/a | n/a | n/a | n/a | n/a | n/a | n/a | n/a | n/a | X | X | X | n/a | n/a | n/a | n/a | n/a | n/a
FDI-0229 | LT1-31113-0655 |  | Installation of FDI LT1-31113-0655. Add/Modify Blocks for ICC. |  | Rev 0 | 2011-09-20 | n/a | n/a | n/a | n/a | n/a | n/a | n/a | n/a | n/a | n/a | n/a | n/a | n/a | n/a | n/a | n/a | n/a | n/a | n/a | n/a | n/a | n/a | n/a | n/a | n/a | n/a | n/a | n/a | n/a | n/a | n/a | n/a | n/a | n/a | n/a | n/a | n/a | n/a | n/a | X | n/a | n/a | n/a | n/a | n/a | n/a | n/a | n/a | n/a | n/a | n/a | n/a | n/a | n/a | n/a | n/a | n/a | n/a | n/a | n/a | n/a | n/a | n/a | n/a | n/a | n/a | n/a | n/a | n/a | n/a | n/a | n/a | n/a | n/a | n/a | n/a | n/a | n/a | n/a | n/a | n/a | n/a | n/a
FDI-0230 | LT1-31113-0214 |  | Installation of FDI LT1-31113-0214. Add/Modify Blocks for ICC. |  | Rev 0 | 2011-09-14 | n/a | n/a | n/a | n/a | n/a | n/a | n/a | n/a | n/a | n/a | n/a | n/a | n/a | n/a | n/a | n/a | n/a | n/a | n/a | n/a | n/a | n/a | n/a | n/a | n/a | n/a | n/a | n/a | n/a | n/a | n/a | n/a | n/a | n/a | n/a | n/a | n/a | n/a | n/a | X | n/a | n/a | n/a | n/a | n/a | n/a | n/a | n/a | n/a | n/a | n/a | n/a | n/a | n/a | n/a | n/a | n/a | n/a | n/a | n/a | n/a | n/a | n/a | n/a | n/a | n/a | n/a | n/a | n/a | n/a | n/a | n/a | n/a | n/a | n/a | n/a | n/a | n/a | n/a | n/a | n/a | n/a | n/a
FDI-0231 | LT1-31113-0326 |  | Installation of FDI LT1-31113-0326. Add/Modify Blocks for ICC. Graphic Modifications |  | Rev 1 | 2011-09-14 | X | X | X | X | X | X | X | X | X | X | X | X | X | X | X | X | X | X | X | X | X | X | X | X | X | X | X | X | X | X | X | n/a | X | X | X | X | X | X | X | X | X | X | X | n/a | n/a | n/a | n/a | n/a | n/a | n/a | n/a | n/a | n/a | n/a | n/a | X | X | X | n/a | n/a | n/a | n/a | n/a | n/a | n/a | n/a | n/a | n/a | n/a | n/a | n/a | n/a | n/a | n/a | X | X | X | n/a | n/a | n/a | n/a | n/a | n/a
FDI-0232 | LT1-31113-0411 |  | Installation of FDI LT1-31113-0411. Add/Modify Blocks for ICC. |  | Rev 0 | 2011-07-11 | n/a | n/a | n/a | n/a | n/a | n/a | n/a | n/a | n/a | n/a | n/a | n/a | n/a | n/a | n/a | n/a | n/a | n/a | n/a | n/a | n/a | n/a | n/a | n/a | n/a | n/a | n/a | n/a | n/a | n/a | n/a | n/a | n/a | n/a | n/a | n/a | n/a | n/a | n/a | X | n/a | n/a | n/a | n/a | n/a | n/a | n/a | n/a | n/a | n/a | n/a | n/a | n/a | n/a | n/a | n/a | n/a | n/a | n/a | n/a | n/a | n/a | n/a | n/a | n/a | n/a | n/a | n/a | n/a | n/a | n/a | n/a | n/a | n/a | n/a | n/a | n/a | n/a | n/a | n/a | n/a | n/a | n/a
FDI-0233 | LT1-31113-0214 |  | Installation of FDI LT1-31113-0214. ICC Add/Modify Blocks, Add/Modify Historian Database points., Update Group Points file. |  | Rev 0 | 2011-07-26 | X | X | X | X | X | X | X | X | X | X | X | X | X | X | X | X | X | X | X | X | X | X | X | X | X | X | X | X | X | X | X | X | X | X | X | X | X | X | X | X | X | X | X | n/a | n/a | n/a | n/a | X | n/a | X | X | n/a | n/a | n/a | n/a | X | X | X | n/a | n/a | n/a | n/a | n/a | n/a | n/a | n/a | n/a | n/a | n/a | n/a | n/a | n/a | n/a | n/a | X | X | X | n/a | n/a | n/a | n/a | n/a | n/a
FDI-0234 | LT1-31113-0522 |  | Installation of FDI LT1-31113-0522. Graphic Modifications |  | Rev 0 | 2011-07-26 | X | X | X | X | X | X | X | X | X | X | X | X | X | X | X | X | X | X | X | X | X | X | X | X | X | X | X | X | X | X | X | X | X | X | X | X | X | X | X | X | X | X | X | n/a | n/a | n/a | n/a | n/a | n/a | n/a | n/a | n/a | n/a | n/a | n/a | X | X | X | n/a | n/a | n/a | n/a | n/a | n/a | n/a | n/a | n/a | n/a | n/a | n/a | n/a | n/a | n/a | n/a | X | X | X | n/a | n/a | n/a | n/a | n/a | n/a
FDI-0235 | LT1-31113-0498 |  | Installation of FDI LT1-31113-0498. Graphic Modifications |  | Rev 0 | 2011-07-18 | X | X | X | X | X | X | X | X | X | X | X | X | X | X | X | X | X | X | X | X | X | X | X | X | X | X | X | X | X | X | X | X | X | X | X | X | X | X | X | X | X | X | X | n/a | n/a | n/a | n/a | n/a | n/a | n/a | n/a | n/a | n/a | n/a | n/a | X | X | X | n/a | n/a | n/a | n/a | n/a | n/a | n/a | n/a | n/a | n/a | n/a | n/a | n/a | n/a | n/a | n/a | X | X | X | n/a | n/a | n/a | n/a | n/a | n/a
FDI-0236 | LT1-31113-0439 |  | Installation of FDI LT1-31113-0439. Graphic Modifications |  | Rev 0 | 2011-07-11 | X | X | X | X | X | X | X | X | X | X | X | X | X | X | X | X | X | X | X | X | X | X | X | X | X | X | X | X | X | X | X | X | X | X | X | X | X | X | X | X | X | X | X | n/a | n/a | n/a | n/a | n/a | n/a | n/a | n/a | n/a | n/a | n/a | n/a | X | X | X | n/a | n/a | n/a | n/a | n/a | n/a | n/a | n/a | n/a | n/a | n/a | n/a | n/a | n/a | n/a | n/a | X | X | X | n/a | n/a | n/a | n/a | n/a | n/a
FDI-0237 | LT1-31113-0528 |  | Installation of FDI LT1-31113-0528. Graphic Modifications |  | Rev 0 | 2011-07-14 | X | X | X | X | X | X | X | X | X | X | X | X | X | X | X | X | X | X | X | X | X | X | X | X | X | X | X | X | X | X | X | X | X | X | X | X | X | X | X | X | X | X | X | n/a | n/a | n/a | n/a | n/a | n/a | n/a | n/a | n/a | n/a | n/a | n/a | X | X | X | n/a | n/a | n/a | n/a | n/a | n/a | n/a | n/a | n/a | n/a | n/a | n/a | n/a | n/a | n/a | n/a | X | X | X | n/a | n/a | n/a | n/a | n/a | n/a
FDI-0238 | LT1-31113-0427 |  | Installation of FDI LT1-31113-0427. Graphic Modifications |  | Rev 1 | 2011-08-10 | X | X | X | X | X | X | X | X | X | X | X | X | X | X | X | X | X | X | X | X | X | X | X | X | X | X | X | X | X | X | X | X | X | X | X | X | X | X | X | X | X | X | X | n/a | n/a | n/a | n/a | n/a | n/a | n/a | n/a | n/a | n/a | n/a | n/a | X | X | X | n/a | n/a | n/a | n/a | n/a | n/a | n/a | n/a | n/a | n/a | n/a | n/a | n/a | n/a | n/a | n/a | X | X | X | n/a | n/a | n/a | n/a | n/a | n/a
FDI-0239 | LT1-31113-0442 |  | Installation of FDI LT1-31113-0442. Graphic Modifications |  | Rev 0 | 2011-07-11 | X | X | X | X | X | X | X | X | X | X | X | X | X | X | X | X | X | X | X | X | X | X | X | X | X | X | X | X | X | X | X | X | X | X | X | X | X | X | X | X | X | X | X | n/a | n/a | n/a | n/a | n/a | n/a | n/a | n/a | n/a | n/a | n/a | n/a | X | X | X | n/a | n/a | n/a | n/a | n/a | n/a | n/a | n/a | n/a | n/a | n/a | n/a | n/a | n/a | n/a | n/a | X | X | X | n/a | n/a | n/a | n/a | n/a | n/a
FDI-0240 | LT1-31113-0446 |  | Installation of FDI LT1-31113-0446. Graphic Modifications |  | Rev 0 | 2011-07-11 | X | X | X | X | X | X | X | X | X | X | X | X | X | X | X | X | X | X | X | X | X | X | X | X | X | X | X | X | X | X | X | X | X | X | X | X | X | X | X | X | X | X | X | n/a | n/a | n/a | n/a | n/a | n/a | n/a | n/a | n/a | n/a | n/a | n/a | X | X | X | n/a | n/a | n/a | n/a | n/a | n/a | n/a | n/a | n/a | n/a | n/a | n/a | n/a | n/a | n/a | n/a | X | X | X | n/a | n/a | n/a | n/a | n/a | n/a
FDI-0241 | LT1-31113-0469 |  | Installation of FDI LT1-31113-0469. Graphic Modifications |  | Rev 0 | 2011-07-26 | X | X | X | X | X | X | X | X | X | X | X | X | X | X | X | X | X | X | X | X | X | X | X | X | X | X | X | X | X | X | X | X | X | X | X | X | X | X | X | X | X | X | X | n/a | n/a | n/a | n/a | n/a | n/a | n/a | n/a | n/a | n/a | n/a | n/a | X | X | X | n/a | n/a | n/a | n/a | n/a | n/a | n/a | n/a | n/a | n/a | n/a | n/a | n/a | n/a | n/a | n/a | X | X | X | n/a | n/a | n/a | n/a | n/a | n/a
FDI-0242 | LT1-31113-0402 |  | Installation of FDI LT1-31113-0402. Graphic Modifications |  | Rev 0 | 2011-07-11 | X | X | X | X | X | X | X | X | X | X | X | X | X | X | X | X | X | X | X | X | X | X | X | X | X | X | X | X | X | X | X | X | X | X | X | X | X | X | X | X | X | X | X | n/a | n/a | n/a | n/a | n/a | n/a | n/a | n/a | n/a | n/a | n/a | n/a | X | X | X | n/a | n/a | n/a | n/a | n/a | n/a | n/a | n/a | n/a | n/a | n/a | n/a | n/a | n/a | n/a | n/a | X | X | X | n/a | n/a | n/a | n/a | n/a | n/a
FDI-0243 | LT1-31113-0263 |  | Installation of FDI LT1-31113-0263. Graphic Modifications |  | Rev 0 | 2011-07-11 | X | X | X | X | X | X | X | X | X | X | X | X | X | X | X | X | X | X | X | X | X | X | X | X | X | X | X | X | X | X | X | X | X | X | X | X | X | X | X | X | X | X | X | n/a | n/a | n/a | n/a | n/a | n/a | n/a | n/a | n/a | n/a | n/a | n/a | X | X | X | n/a | n/a | n/a | n/a | n/a | n/a | n/a | n/a | n/a | n/a | n/a | n/a | n/a | n/a | n/a | n/a | X | X | X | n/a | n/a | n/a | n/a | n/a | n/a
FDI-0244 | LT1-31113-0409 |  | Installation of FDI LT1-31113-0409. Add/Modify Blocks for ICC. |  | Rev 0 | 2011-07-26 | n/a | n/a | n/a | n/a | n/a | n/a | n/a | n/a | n/a | n/a | n/a | n/a | n/a | n/a | n/a | n/a | n/a | n/a | n/a | n/a | n/a | n/a | n/a | n/a | n/a | n/a | n/a | n/a | n/a | n/a | n/a | n/a | n/a | n/a | n/a | n/a | n/a | n/a | n/a | n/a | X | n/a | n/a | n/a | n/a | n/a | n/a | n/a | n/a | n/a | n/a | n/a | n/a | n/a | n/a | n/a | n/a | n/a | n/a | n/a | n/a | n/a | n/a | n/a | n/a | n/a | n/a | n/a | n/a | n/a | n/a | n/a | n/a | n/a | n/a | n/a | n/a | n/a | n/a | n/a | n/a | n/a | n/a
FDI-0245 | LT1-31113-0534 |  | Installation of FDI LT1-31113-0534. Graphic Modifications |  | Rev 1 | 2011-08-16 | X | X | X | X | X | X | X | X | X | X | X | X | X | X | X | X | X | X | X | X | X | X | X | X | X | X | X | X | X | X | X | X | X | X | X | X | X | X | X | X | X | X | X | n/a | n/a | n/a | n/a | n/a | n/a | n/a | n/a | n/a | n/a | n/a | n/a | X | X | X | n/a | n/a | n/a | n/a | n/a | n/a | n/a | n/a | n/a | n/a | n/a | n/a | n/a | n/a | n/a | n/a | X | X | X | n/a | n/a | n/a | n/a | n/a | n/a
FDI-0246 | LT1-31113-0381 |  | Installation of FDI LT1-31113-0381. ICC Add/Modify Blocks, Modify Graphics. |  | Rev 1 | 8/29/2011, 5/16/2013 | X | X | X | X | X | X | X | X | X | X | X | X | X | X | X | X | X | X | X | X | X | X | X | X | X | X | X | X | X | X | X | n/a | X | X | X | X | X | X | X | X | X | X | X | n/a | n/a | n/a | n/a | n/a | n/a | n/a | n/a | n/a | n/a | n/a | n/a | X | X | X | n/a | n/a | n/a | n/a | n/a | n/a | n/a | n/a | n/a | n/a | n/a | n/a | n/a | n/a | n/a | n/a | X | X | X | n/a | n/a | n/a | n/a | n/a | n/a
FDI-0247 | LT1-31113-0522 |  | Installation of FDI LT1-31113-0522. ICC Add/Modify Blocks, Add/Modify Historian Database points., Update Group Points file. |  | Rev 0 | 2011-07-25 | X | X | X | X | X | X | X | X | X | X | X | X | X | X | X | X | X | X | X | X | X | X | X | X | X | X | X | X | X | X | X | n/a | X | X | X | X | X | X | X | X | X | X | X | n/a | X | X | n/a | n/a | n/a | n/a | n/a | n/a | n/a | n/a | n/a | X | X | X | n/a | n/a | n/a | n/a | n/a | n/a | n/a | n/a | n/a | n/a | n/a | n/a | n/a | n/a | n/a | n/a | X | X | X | n/a | n/a | n/a | n/a | n/a | n/a
FDI-0248 | LT1-31113-0598 |  | Installation of FDI LT1-31113-0598. Add/Modify Blocks for ICC, Graphic Modifications. |  | Rev 1 | 2011-10-25 | X | X | X | X | X | X | X | X | X | X | X | X | X | X | X | X | X | X | X | X | X | X | X | X | X | X | X | X | X | X | X | n/a | X | X | X | X | X | X | X | X | X | X | X | n/a | n/a | n/a | n/a | n/a | n/a | n/a | n/a | n/a | n/a | n/a | n/a | X | X | X | n/a | n/a | n/a | n/a | n/a | n/a | n/a | n/a | n/a | n/a | n/a | n/a | n/a | n/a | n/a | n/a | X | X | X | n/a | n/a | n/a | n/a | n/a | n/a
FDI-0249 | LT1-31113-0495 |  | Installation of FDI LT1-31113-0495. Graphic Modifications |  | Rev 0 | 2011-07-26 | X | X | X | X | X | X | X | X | X | X | X | X | X | X | X | X | X | X | X | X | X | X | X | X | X | X | X | X | X | X | X | X | X | X | X | X | X | X | X | X | X | X | X | n/a | n/a | n/a | n/a | n/a | n/a | n/a | n/a | n/a | n/a | n/a | n/a | X | X | X | n/a | n/a | n/a | n/a | n/a | n/a | n/a | n/a | n/a | n/a | n/a | n/a | n/a | n/a | n/a | n/a | X | X | X | n/a | n/a | n/a | n/a | n/a | n/a
FDI-0250 | LT1-31113-0539 |  | Installation of FDI LT1-31113-0539. Graphic Modifications |  | Rev 0 | 2011-07-26 | X | X | X | X | X | X | X | X | X | X | X | X | X | X | X | X | X | X | X | X | X | X | X | X | X | X | X | X | X | X | X | X | X | X | X | X | X | X | X | X | X | X | X | n/a | n/a | n/a | n/a | n/a | n/a | n/a | n/a | n/a | n/a | n/a | n/a | X | X | X | n/a | n/a | n/a | n/a | n/a | n/a | n/a | n/a | n/a | n/a | n/a | n/a | n/a | n/a | n/a | n/a | X | X | X | n/a | n/a | n/a | n/a | n/a | n/a
FDI-0251 | LT1-31113-0582 |  | Installation of FDI LT1-31113-0582. Add/Modify Blocks for ICC. |  | Rev 0 | 2011-07-26 | n/a | n/a | n/a | n/a | n/a | n/a | n/a | n/a | n/a | n/a | n/a | n/a | n/a | n/a | n/a | n/a | n/a | n/a | n/a | n/a | n/a | n/a | n/a | n/a | n/a | n/a | n/a | n/a | n/a | n/a | n/a | n/a | n/a | n/a | n/a | n/a | n/a | n/a | n/a | X | n/a | n/a | n/a | n/a | n/a | n/a | n/a | n/a | n/a | n/a | n/a | n/a | n/a | n/a | n/a | n/a | n/a | n/a | n/a | n/a | n/a | n/a | n/a | n/a | n/a | n/a | n/a | n/a | n/a | n/a | n/a | n/a | n/a | n/a | n/a | n/a | n/a | n/a | n/a | n/a | n/a | n/a | n/a
FDI-0252 | LT1-31113-0589 |  | Installation of FDI LT1-31113-0589. Graphic Modifications |  | Rev 0 | 7/26/2011, 12/5/2011 | X | X | X | X | X | X | X | X | X | X | X | X | X | X | X | X | X | X | X | X | X | X | X | X | X | X | X | X | X | X | X | X | X | X | X | X | X | X | X | X | X | X | X | n/a | n/a | n/a | n/a | n/a | n/a | n/a | n/a | n/a | n/a | n/a | n/a | X | X | X | n/a | n/a | n/a | n/a | n/a | n/a | n/a | n/a | n/a | n/a | n/a | n/a | n/a | n/a | n/a | n/a | X | X | X | n/a | n/a | n/a | n/a | n/a | n/a
FDI-0253 | LT1-31113-0600 |  | Installation of FDI LT1-31113-0600. ICC Add/Modify Blocks, Add/Modify Historian Database points., Update Group Points file. |  | Rev 0 | 2011-07-14 | X | X | X | X | X | X | X | X | X | X | X | X | X | X | X | X | X | X | X | X | X | X | X | X | X | X | X | X | X | X | X | X | X | X | X | X | X | X | X | X | X | X | X | n/a | n/a | n/a | X | n/a | n/a | n/a | n/a | n/a | n/a | n/a | n/a | X | X | X | n/a | n/a | n/a | n/a | n/a | n/a | n/a | n/a | n/a | n/a | n/a | n/a | n/a | n/a | n/a | n/a | X | X | X | n/a | n/a | n/a | n/a | n/a | n/a
FDI-0254 | LT1-31113-0407 |  | Installation of FDI LT1-31113-0407. ICC Add/Modify Blocks, Add/Modify Historian Database points., Update Group Points file. |  | Rev 0 | 2011-07-14 | X | X | X | X | X | X | X | X | X | X | X | X | X | X | X | X | X | X | X | X | X | X | X | X | X | X | X | X | X | X | X | X | X | X | X | X | X | X | X | X | X | X | X | n/a | n/a | X | X | n/a | n/a | n/a | n/a | n/a | X | n/a | n/a | X | X | X | n/a | n/a | n/a | n/a | n/a | n/a | n/a | n/a | n/a | n/a | n/a | n/a | n/a | n/a | n/a | n/a | X | X | X | n/a | n/a | n/a | n/a | n/a | n/a
FDI-0255 | LT1-31113-0596 |  | Installation of FDI LT1-31113-0596. Add/Modify Blocks for ICC, Graphic Modifications. |  | Rev 1 | 2011-08-31 | X | X | X | X | X | X | X | X | X | X | X | X | X | X | X | X | X | X | X | X | X | X | X | X | X | X | X | X | X | X | X | X | X | X | X | X | X | X | X | X | X | X | X | n/a | n/a | n/a | n/a | n/a | n/a | n/a | n/a | n/a | n/a | n/a | n/a | X | X | X | n/a | n/a | n/a | n/a | n/a | n/a | n/a | n/a | n/a | n/a | n/a | n/a | n/a | n/a | n/a | n/a | X | X | X | n/a | n/a | n/a | n/a | n/a | n/a
FDI-0256 | LT1-31113-0601 |  | Installation of FDI LT1-31113-0601. Graphic Modifications |  | Rev 0 | 2011-07-26 | X | X | X | X | X | X | X | X | X | X | X | X | X | X | X | X | X | X | X | X | X | X | X | X | X | X | X | X | X | X | X | X | X | X | X | X | X | X | X | X | X | X | X | n/a | n/a | n/a | n/a | n/a | n/a | n/a | n/a | n/a | n/a | n/a | n/a | X | X | X | n/a | n/a | n/a | n/a | n/a | n/a | n/a | n/a | n/a | n/a | n/a | n/a | n/a | n/a | n/a | n/a | X | X | X | n/a | n/a | n/a | n/a | n/a | n/a
FDI-0257 | LT1-31113-0296 |  | Installation of FDI LT1-31113-0296. ICC Add/Modify Blocks, Add/Modify Historian Database points., Update Group Points file. |  | Rev 0 | 2011-07-11 | X | X | X | X | X | X | X | X | X | X | X | X | X | X | X | X | X | X | X | X | X | X | X | X | X | X | X | X | X | X | X | X | X | X | X | X | X | X | X | X | X | X | X | n/a | n/a | n/a | n/a | n/a | n/a | n/a | X | n/a | n/a | n/a | n/a | X | X | X | n/a | n/a | n/a | n/a | n/a | n/a | n/a | n/a | n/a | n/a | n/a | n/a | n/a | n/a | n/a | n/a | X | X | X | n/a | n/a | n/a | n/a | n/a | n/a
FDI-0258 | LT1-31113-0567 |  | Installation of FDI LT1-31113-0567. ICC Add/Modify Blocks, Graphic Modifications, Add/Modify Historian Database points., Update Group Points file. |  | Rev 2 | 8/16/2011, 8/16/2011 | X | X | X | X | X | X | X | X | X | X | X | X | X | X | X | X | X | X | X | X | X | X | X | X | X | X | X | X | X | X | X | n/a | X | X | X | X | X | X | X | X | X | X | X | n/a | X | X | n/a | n/a | n/a | n/a | n/a | n/a | n/a | n/a | n/a | X | X | X | n/a | n/a | n/a | n/a | n/a | n/a | n/a | n/a | n/a | n/a | n/a | n/a | n/a | n/a | n/a | n/a | X | X | X | n/a | n/a | n/a | n/a | n/a | n/a
FDI-0259 | LT1-31113-0587 |  | Installation of FDI LT1-31113-0587. ICC Add/Modify Blocks, Add/Modify Historian Database points., Update Group Points file. |  | Rev 0 | 2011-07-26 | X | X | X | X | X | X | X | X | X | X | X | X | X | X | X | X | X | X | X | X | X | X | X | X | X | X | X | X | X | X | X | X | X | X | X | X | X | X | X | X | X | X | X | n/a | n/a | n/a | n/a | X | n/a | n/a | n/a | n/a | n/a | n/a | n/a | X | X | X | n/a | n/a | n/a | n/a | n/a | n/a | n/a | n/a | n/a | n/a | n/a | n/a | n/a | n/a | n/a | n/a | X | X | X | n/a | n/a | n/a | n/a | n/a | n/a
FDI-0260 | LT1-31113-0587 |  | Installation of FDI LT1-31113-0587. ICC Add/Modify Blocks, Graphic Modifications, Add/Modify Historian Database points., Update Group Points file. |  | Rev 1 | 2011-08-16 | X | X | X | X | X | X | X | X | X | X | X | X | X | X | X | X | X | X | X | X | X | X | X | X | X | X | X | X | X | X | X | n/a | X | X | X | X | X | X | X | X | X | X | X | n/a | n/a | n/a | X | n/a | n/a | n/a | n/a | n/a | X | n/a | n/a | X | X | X | n/a | n/a | n/a | n/a | n/a | n/a | n/a | n/a | n/a | n/a | n/a | n/a | n/a | n/a | n/a | n/a | X | X | X | n/a | n/a | n/a | n/a | n/a | n/a
FDI-0261 | LT1-31113-0577 |  | Installation of FDI LT1-31113-0577. ICC Add/Modify Blocks, Add/Modify Historian Database points., Update Group Points file. |  | Rev 0 | 2011-07-22 | X | X | X | X | X | X | X | X | X | X | X | X | X | X | X | X | X | X | X | X | X | X | X | X | X | X | X | X | X | X | X | X | X | X | X | X | X | X | X | X | X | X | X | n/a | n/a | n/a | n/a | n/a | n/a | n/a | n/a | n/a | X | n/a | n/a | X | X | X | n/a | n/a | n/a | n/a | n/a | n/a | n/a | n/a | n/a | n/a | n/a | n/a | n/a | n/a | n/a | n/a | X | X | X | n/a | n/a | n/a | n/a | n/a | n/a
FDI-0262 | LT1-31113-0457 |  | Installation of FDI LT1-31113-0457. Graphic Modifications |  | Rev 0 | 2011-07-16 | X | X | X | X | X | X | X | X | X | X | X | X | X | X | X | X | X | X | X | X | X | X | X | X | X | X | X | X | X | X | X | n/a | X | X | X | X | X | X | X | X | X | X | X | n/a | n/a | n/a | n/a | n/a | n/a | n/a | n/a | n/a | n/a | n/a | n/a | X | X | X | n/a | n/a | n/a | n/a | n/a | n/a | n/a | n/a | n/a | n/a | n/a | n/a | n/a | n/a | n/a | n/a | X | X | X | n/a | n/a | n/a | n/a | n/a | n/a
FDI-0263 | LT1-31113-0438 |  | Installation of FDI LT1-31113-0438. Add/Modify Blocks for ICC. Graphic Modifications |  | Rev 0 | 2011-07-11 | X | X | X | X | X | X | X | X | X | X | X | X | X | X | X | X | X | X | X | X | X | X | X | X | X | X | X | X | X | X | X | X | X | X | X | X | X | X | X | X | X | X | X | n/a | n/a | n/a | n/a | n/a | n/a | n/a | n/a | n/a | n/a | n/a | n/a | X | X | X | n/a | n/a | n/a | n/a | n/a | n/a | n/a | n/a | n/a | n/a | n/a | n/a | n/a | n/a | n/a | n/a | X | X | X | n/a | n/a | n/a | n/a | n/a | n/a
FDI-0264 | LT1-31113-0350 |  | Installation of FDI LT1-31113-0350. Add/Modify Blocks for ICC. |  | Rev 3 | 2011-11-07 | n/a | n/a | n/a | n/a | n/a | n/a | n/a | n/a | n/a | n/a | n/a | n/a | n/a | n/a | n/a | n/a | n/a | n/a | n/a | n/a | n/a | n/a | n/a | n/a | n/a | n/a | n/a | n/a | n/a | n/a | n/a | n/a | n/a | n/a | n/a | n/a | n/a | n/a | X | X | X | n/a | n/a | n/a | n/a | n/a | n/a | n/a | n/a | n/a | n/a | n/a | n/a | n/a | n/a | n/a | n/a | n/a | n/a | n/a | n/a | n/a | n/a | n/a | n/a | n/a | n/a | n/a | n/a | n/a | n/a | n/a | n/a | n/a | n/a | n/a | n/a | n/a | n/a | n/a | n/a | n/a | n/a
FDI-0265 | LT1-31113-0513 |  | Installation of FDI LT1-31113-0513. ICC Add/Modify Blocks, Add/Modify Historian Database points., Update Group Points file. |  | Rev 0 | 2011-08-03 | X | X | X | X | X | X | X | X | X | X | X | X | X | X | X | X | X | X | X | X | X | X | X | X | X | X | X | X | X | X | X | X | X | X | X | X | X | X | X | X | X | X | X | n/a | X | X | X | n/a | X | n/a | n/a | n/a | n/a | n/a | n/a | X | X | X | n/a | n/a | n/a | n/a | n/a | n/a | n/a | n/a | n/a | n/a | n/a | n/a | n/a | n/a | n/a | n/a | X | X | X | n/a | n/a | n/a | n/a | n/a | n/a
FDI-0266 | LT1-31113-0410 |  | Installation of FDI LT1-31113-0410. Add/Modify Blocks for ICC. |  | Rev 1 | 2011-08-22 | n/a | n/a | n/a | n/a | n/a | n/a | n/a | n/a | n/a | n/a | n/a | n/a | n/a | n/a | n/a | n/a | n/a | n/a | n/a | n/a | n/a | n/a | n/a | n/a | n/a | n/a | n/a | n/a | n/a | n/a | n/a | n/a | n/a | n/a | n/a | n/a | n/a | n/a | X | X | X | n/a | n/a | n/a | n/a | n/a | n/a | n/a | n/a | n/a | n/a | n/a | n/a | n/a | n/a | n/a | n/a | n/a | n/a | n/a | n/a | n/a | n/a | n/a | n/a | n/a | n/a | n/a | n/a | n/a | n/a | n/a | n/a | n/a | n/a | n/a | n/a | n/a | n/a | n/a | n/a | n/a | n/a
FDI-0267 | LT1-31113-0377 |  | Installation of FDI LT1-31113-0377. Add/Modify Blocks for ICC. |  | Rev 1 | 7/26/2011, 10/25/2011 | n/a | n/a | n/a | n/a | n/a | n/a | n/a | n/a | n/a | n/a | n/a | n/a | n/a | n/a | n/a | n/a | n/a | n/a | n/a | n/a | n/a | n/a | n/a | n/a | n/a | n/a | n/a | n/a | n/a | n/a | n/a | n/a | n/a | n/a | n/a | n/a | n/a | n/a | n/a | X | n/a | n/a | n/a | n/a | n/a | n/a | n/a | n/a | n/a | n/a | n/a | n/a | n/a | n/a | n/a | n/a | n/a | n/a | n/a | n/a | n/a | n/a | n/a | n/a | n/a | n/a | n/a | n/a | n/a | n/a | n/a | n/a | n/a | n/a | n/a | n/a | n/a | n/a | n/a | n/a | n/a | n/a | n/a
FDI-0268 | LT1-31113-0419 |  | Installation of FDI LT1-31113-0419. ICC Add/Modify Blocks, Add/Modify Historian Database points., Update Group Points file. |  | Rev 3 | 8/31/2011, 3/15/2012 | X | X | X | X | X | X | X | X | X | X | X | X | X | X | X | X | X | X | X | X | X | X | X | X | X | X | X | X | X | X | X | n/a | X | X | X | X | X | X | X | X | X | X | X | n/a | n/a | n/a | n/a | n/a | X | X | n/a | n/a | n/a | X | n/a | X | X | X | n/a | n/a | n/a | n/a | n/a | n/a | n/a | n/a | n/a | n/a | n/a | n/a | n/a | n/a | n/a | n/a | X | X | X | n/a | n/a | n/a | n/a | n/a | n/a
FDI-0269 | LT1-31113-0430 |  | Installation of FDI LT1-31113-0430. ICC Add/Modify Blocks, Add/Modify Historian Database points., Update Group Points file. |  | Rev 3 | 12/5/2011, 1/18/2011 | X | X | X | X | X | X | X | X | X | X | X | X | X | X | X | X | X | X | X | X | X | X | X | X | X | X | X | X | X | X | X | n/a | X | X | X | X | X | X | X | X | X | X | X | n/a | n/a | n/a | X | n/a | n/a | X | n/a | n/a | X | X | n/a | X | X | X | n/a | n/a | n/a | n/a | n/a | n/a | n/a | n/a | n/a | n/a | n/a | n/a | n/a | n/a | n/a | n/a | X | X | X | n/a | n/a | n/a | n/a | n/a | n/a
FDI-0270 | LT1-31113-0228 |  | Installation of FDI LT1-31113-0228. ICC Add/Modify Blocks, Add/Modify Historian Database points., Update Group Points file. |  | Rev 0 |  | X | X | X | X | X | X | X | X | X | X | X | X | X | X | X | X | X | X | X | X | X | X | X | X | X | X | X | X | X | X | X | n/a | X | X | X | X | X | X | X | X | X | X | X | n/a | X | n/a | n/a | n/a | n/a | n/a | n/a | n/a | n/a | n/a | n/a | X | X | X | n/a | n/a | n/a | n/a | n/a | n/a | n/a | n/a | n/a | n/a | n/a | n/a | n/a | n/a | n/a | n/a | X | X | X | n/a | n/a | n/a | n/a | n/a | n/a
FDI-0271 | LT1-31113-0406 |  | Installation of FDI LT1-31113-0406. ICC Add/Modify Blocks, Add/Modify Historian Database points., Update Group Points file. |  | Rev 3 | 11/25/2011, 12/6/2012,1/17/2013 | X | X | X | X | X | X | X | X | X | X | X | X | X | X | X | X | X | X | X | X | X | X | X | X | X | X | X | X | X | X | X | n/a | X | X | X | X | X | X | X | X | X | X | X | n/a | n/a | n/a | n/a | n/a | n/a | n/a | X | n/a | n/a | n/a | n/a | X | X | X | n/a | n/a | n/a | n/a | n/a | n/a | n/a | n/a | n/a | n/a | n/a | n/a | n/a | n/a | n/a | n/a | X | X | X | n/a | n/a | n/a | n/a | n/a | n/a
FDI-0272 |  |  | OPEN |  |  |  | n/a | n/a | n/a | n/a | n/a | n/a | n/a | n/a | n/a | n/a | n/a | n/a | n/a | n/a | n/a | n/a | n/a | n/a | n/a | n/a | n/a | n/a | n/a | n/a | n/a | n/a | n/a | n/a | n/a | n/a | n/a | n/a | n/a | n/a | n/a | n/a | n/a | n/a | n/a | n/a | n/a | n/a | n/a | n/a | n/a | n/a | n/a | n/a | n/a | n/a | n/a | n/a | n/a | n/a | n/a | n/a | n/a | n/a | n/a | n/a | n/a | n/a | n/a | n/a | n/a | n/a | n/a | n/a | n/a | n/a | n/a | n/a | n/a | n/a | n/a | n/a | n/a | n/a | n/a | n/a | n/a | n/a | n/a
FDI-0273 | LT1-31113-0581 |  | Installation of FDI LT1-31113-0581. Add/Modify Blocks for ICC. |  | Rev 0 | 2011-08-14 | n/a | n/a | n/a | n/a | n/a | n/a | n/a | n/a | n/a | n/a | n/a | n/a | n/a | n/a | n/a | n/a | n/a | n/a | n/a | n/a | n/a | n/a | n/a | n/a | n/a | n/a | n/a | n/a | n/a | n/a | n/a | n/a | n/a | n/a | n/a | n/a | n/a | n/a | n/a | n/a | n/a | X | n/a | n/a | n/a | n/a | n/a | n/a | n/a | n/a | n/a | n/a | n/a | n/a | n/a | n/a | n/a | n/a | n/a | n/a | n/a | n/a | n/a | n/a | n/a | n/a | n/a | n/a | n/a | n/a | n/a | n/a | n/a | n/a | n/a | n/a | n/a | n/a | n/a | n/a | n/a | n/a | n/a
FDI-0274 |  |  | OPEN |  |  |  | n/a | n/a | n/a | n/a | n/a | n/a | n/a | n/a | n/a | n/a | n/a | n/a | n/a | n/a | n/a | n/a | n/a | n/a | n/a | n/a | n/a | n/a | n/a | n/a | n/a | n/a | n/a | n/a | n/a | n/a | n/a | n/a | n/a | n/a | n/a | n/a | n/a | n/a | n/a | n/a | n/a | n/a | n/a | n/a | n/a | n/a | n/a | n/a | n/a | n/a | n/a | n/a | n/a | n/a | n/a | n/a | n/a | n/a | n/a | n/a | n/a | n/a | n/a | n/a | n/a | n/a | n/a | n/a | n/a | n/a | n/a | n/a | n/a | n/a | n/a | n/a | n/a | n/a | n/a | n/a | n/a | n/a | n/a
FDI-0275 | LT1-31113-0606 |  | Installation of FDI LT1-31113-0606. ICC Add/Modify Blocks, Graphic Modify, Add/Modify Historian Database points., Update Group Points file. |  | Rev 2 | 2011-10-13 | X | X | X | X | X | X | X | X | X | X | X | X | X | X | X | X | X | X | X | X | X | X | X | X | X | X | X | X | X | X | X | n/a | X | X | X | X | X | X | X | X | X | X | X | n/a | n/a | n/a | n/a | X | X | n/a | n/a | n/a | n/a | n/a | n/a | X | X | X | n/a | n/a | n/a | n/a | n/a | n/a | n/a | n/a | n/a | n/a | n/a | n/a | n/a | n/a | n/a | n/a | X | X | X | n/a | n/a | n/a | n/a | n/a | n/a
FDI-0276 | LT1-31113-0701 |  | Installation of FDI LT1-31113-0701. ICC Add/Modify Blocks, Add/Modify Historian Database points., Update Group Points file. |  | Rev 0 | 2011-08-10 | X | X | X | X | X | X | X | X | X | X | X | X | X | X | X | X | X | X | X | X | X | X | X | X | X | X | X | X | X | X | X | n/a | X | X | X | X | X | X | X | X | X | X | X | n/a | n/a | n/a | n/a | X | n/a | n/a | n/a | n/a | n/a | n/a | n/a | X | X | X | n/a | n/a | n/a | n/a | n/a | n/a | n/a | n/a | n/a | n/a | n/a | n/a | n/a | n/a | n/a | n/a | X | X | X | n/a | n/a | n/a | n/a | n/a | n/a
FDI-0277 | LT1-31113-0627 |  | Installation of FDI LT1-31113-0627. ICC Add/Modify Blocks, Add/Modify Graphics, update go_3DRDS.ksh. |  | Rev 2 | 11/18/2011, 3/16/2012 | X | X | X | X | X | X | X | X | X | X | X | X | X | X | X | X | X | X | X | X | X | X | X | X | X | X | X | X | X | X | X | n/a | X | X | X | X | X | X | X | X | X | X | X | n/a | n/a | n/a | n/a | n/a | n/a | n/a | n/a | n/a | n/a | n/a | n/a | X | X | X | n/a | n/a | n/a | n/a | n/a | n/a | n/a | n/a | n/a | n/a | n/a | n/a | n/a | n/a | n/a | n/a | X | X | X | n/a | n/a | n/a | n/a | n/a | n/a
FDI-0278 | LT1-31113-0114 |  | Installation of FDI LT1-31113-0114. Graphic Modifications |  | Rev 0 | 2011-08-16 | X | X | X | X | X | X | X | X | X | X | X | X | X | X | X | X | X | X | X | X | X | X | X | X | X | X | X | X | X | X | X | n/a | X | X | X | X | X | X | X | X | X | X | X | n/a | n/a | n/a | n/a | n/a | n/a | n/a | n/a | n/a | n/a | n/a | n/a | X | X | X | n/a | n/a | n/a | n/a | n/a | n/a | n/a | n/a | n/a | n/a | n/a | n/a | n/a | n/a | n/a | n/a | X | X | X | n/a | n/a | n/a | n/a | n/a | n/a
FDI-0279 |  |  | OPEN |  |  |  | n/a | n/a | n/a | n/a | n/a | n/a | n/a | n/a | n/a | n/a | n/a | n/a | n/a | n/a | n/a | n/a | n/a | n/a | n/a | n/a | n/a | n/a | n/a | n/a | n/a | n/a | n/a | n/a | n/a | n/a | n/a | n/a | n/a | n/a | n/a | n/a | n/a | n/a | n/a | n/a | n/a | n/a | n/a | n/a | n/a | n/a | n/a | n/a | n/a | n/a | n/a | n/a | n/a | n/a | n/a | n/a | n/a | n/a | n/a | n/a | n/a | n/a | n/a | n/a | n/a | n/a | n/a | n/a | n/a | n/a | n/a | n/a | n/a | n/a | n/a | n/a | n/a | n/a | n/a | n/a | n/a | n/a | n/a
FDI-0280 | LT1-31113-0572 |  | Installation of FDI LT1-31113-0572. Add/Modify Blocks for ICC. |  | Rev 1 | 2011-08-16 | n/a | n/a | n/a | n/a | n/a | n/a | n/a | n/a | n/a | n/a | n/a | n/a | n/a | n/a | n/a | n/a | n/a | n/a | n/a | n/a | n/a | n/a | n/a | n/a | n/a | n/a | n/a | n/a | n/a | n/a | X | n/a | n/a | n/a | n/a | n/a | n/a | X | X | X | X | n/a | n/a | n/a | n/a | n/a | n/a | n/a | n/a | n/a | n/a | n/a | n/a | n/a | n/a | n/a | n/a | n/a | n/a | n/a | n/a | n/a | n/a | n/a | n/a | n/a | n/a | n/a | n/a | n/a | n/a | n/a | n/a | n/a | n/a | n/a | n/a | n/a | n/a | n/a | n/a | n/a | n/a
FDI-0281 | LT1-31113-0662 |  | Installation of FDI LT1-31113-0662. Add/Modify Blocks for ICC. |  | Rev 0 | 2011-08-22 | n/a | n/a | n/a | n/a | n/a | n/a | n/a | n/a | n/a | n/a | n/a | n/a | n/a | n/a | n/a | n/a | n/a | n/a | n/a | n/a | n/a | n/a | n/a | n/a | n/a | n/a | n/a | n/a | n/a | n/a | n/a | n/a | n/a | n/a | n/a | n/a | n/a | n/a | n/a | n/a | X | n/a | n/a | n/a | n/a | n/a | n/a | n/a | n/a | n/a | n/a | n/a | n/a | n/a | n/a | n/a | n/a | n/a | n/a | n/a | n/a | n/a | n/a | n/a | n/a | n/a | n/a | n/a | n/a | n/a | n/a | n/a | n/a | n/a | n/a | n/a | n/a | n/a | n/a | n/a | n/a | n/a | n/a
FDI-0282 |  |  | OPEN |  |  |  | n/a | n/a | n/a | n/a | n/a | n/a | n/a | n/a | n/a | n/a | n/a | n/a | n/a | n/a | n/a | n/a | n/a | n/a | n/a | n/a | n/a | n/a | n/a | n/a | n/a | n/a | n/a | n/a | n/a | n/a | n/a | n/a | n/a | n/a | n/a | n/a | n/a | n/a | n/a | n/a | n/a | n/a | n/a | n/a | n/a | n/a | n/a | n/a | n/a | n/a | n/a | n/a | n/a | n/a | n/a | n/a | n/a | n/a | n/a | n/a | n/a | n/a | n/a | n/a | n/a | n/a | n/a | n/a | n/a | n/a | n/a | n/a | n/a | n/a | n/a | n/a | n/a | n/a | n/a | n/a | n/a | n/a | n/a
FDI-0283 | LT1-31113-0658 |  | Installation of FDI LT1-31113-0658. ICC Add/Modify Blocks, Add/Modify Historian Database points., Update Group Points file. |  | Rev 2 | 8/24/2011, 3/26/2012 | X | X | X | X | X | X | X | X | X | X | X | X | X | X | X | X | X | X | X | X | X | X | X | X | X | X | X | X | X | X | X | n/a | X | X | X | X | X | X | X | X | X | X | X | n/a | n/a | n/a | n/a | X | n/a | n/a | n/a | n/a | n/a | n/a | n/a | X | X | X | n/a | n/a | n/a | n/a | n/a | n/a | n/a | n/a | n/a | n/a | n/a | n/a | n/a | n/a | n/a | n/a | X | X | X | n/a | n/a | n/a | n/a | n/a | n/a
FDI-0284 | LT1-31113-0344 |  | Installation of FDI LT1-31113-0344. Add/Modify Blocks for ICC. |  | Rev 1 | 2011-09-14 | n/a | n/a | n/a | n/a | n/a | n/a | n/a | n/a | n/a | n/a | n/a | n/a | n/a | n/a | n/a | n/a | n/a | n/a | n/a | n/a | n/a | n/a | n/a | n/a | n/a | n/a | n/a | n/a | n/a | n/a | n/a | n/a | n/a | n/a | n/a | n/a | n/a | n/a | n/a | X | X | n/a | n/a | n/a | n/a | n/a | n/a | n/a | n/a | n/a | n/a | n/a | n/a | n/a | n/a | n/a | n/a | n/a | n/a | n/a | n/a | n/a | n/a | n/a | n/a | n/a | n/a | n/a | n/a | n/a | n/a | n/a | n/a | n/a | n/a | n/a | n/a | n/a | n/a | n/a | n/a | n/a | n/a
FDI-0285 | LT0-31113-0054 |  | Installation of FDI LT0-31113-0054. ICC Add/Modify Blocks, Add/Modify Historian Database points., Update Group Points file. |  | Rev 2 | 8/16/2011, 1/28/2014 | X | X | X | X | X | X | X | X | X | X | X | X | X | X | X | X | X | X | X | X | X | X | X | X | X | X | X | X | X | X | X | n/a | X | X | X | X | X | X | X | X | X | X | X | n/a | n/a | n/a | n/a | n/a | n/a | X | n/a | n/a | n/a | n/a | n/a | X | X | X | n/a | n/a | n/a | n/a | n/a | n/a | n/a | n/a | n/a | n/a | n/a | n/a | n/a | n/a | n/a | n/a | X | X | X | n/a | n/a | n/a | n/a | n/a | n/a
FDI-0286 | LT1-31113-0503 |  | Installation of FDI LT1-31113-0503. ICC Add/Modify Blocks, Add/Modify Historian Database points., Update Group Points file. |  | Rev 1 | 8/8/2011, 9/20/2011 | X | X | X | X | X | X | X | X | X | X | X | X | X | X | X | X | X | X | X | X | X | X | X | X | X | X | X | X | X | X | X | n/a | X | X | X | X | X | X | X | X | X | X | X | n/a | X | n/a | n/a | n/a | n/a | n/a | n/a | n/a | n/a | n/a | n/a | X | X | X | n/a | n/a | n/a | n/a | n/a | n/a | n/a | n/a | n/a | n/a | n/a | n/a | n/a | n/a | n/a | n/a | X | X | X | n/a | n/a | n/a | n/a | n/a | n/a
FDI-0287 | LT1-31113-0594 |  | Installation of FDI LT1-31113-0594 Toshiba FTP connectivity procedure |  |  | 2011-10-21 | n/a | n/a | n/a | n/a | n/a | n/a | n/a | n/a | n/a | n/a | n/a | n/a | n/a | n/a | n/a | n/a | n/a | n/a | n/a | n/a | n/a | n/a | n/a | n/a | n/a | n/a | n/a | n/a | n/a | n/a | n/a | n/a | n/a | n/a | n/a | n/a | n/a | n/a | X | n/a | n/a | n/a | n/a | n/a | n/a | n/a | n/a | n/a | n/a | n/a | n/a | n/a | n/a | n/a | n/a | n/a | n/a | n/a | n/a | n/a | n/a | n/a | n/a | n/a | n/a | n/a | n/a | n/a | n/a | n/a | n/a | n/a | n/a | n/a | n/a | n/a | n/a | n/a | n/a | n/a | n/a | n/a | n/a
FDI-0288 | LT1-31113-0403 |  | Installation of FDI LT1-31113-0403. Update of TPMD, ICC Add/Modify Blocks, Modify Graphics, Add/Modify Historian Database points, Update Group Points file. |  | Rev 2 | 7/10/2012, 11/20/2013 | X | X | X | X | X | X | X | X | X | X | X | X | X | X | X | X | X | X | X | X | X | X | X | X | X | X | X | X | X | X | X | n/a | X | X | X | X | X | X | X | X | X | X | X | n/a | n/a | n/a | n/a | n/a | n/a | n/a | n/a | n/a | X | n/a | n/a | X | X | X | n/a | n/a | n/a | n/a | n/a | n/a | n/a | n/a | n/a | n/a | n/a | n/a | n/a | n/a | n/a | n/a | X | X | X | n/a | n/a | n/a | n/a | n/a | n/a
FDI-0289 | LT1-31113-0416 |  | Installation of FDI LT1-31113-0416. ICC Add/Modify Blocks, Modify Graphics, Add/Modify Historian Database points., Update Group Points file Add/Modify MM Point. |  | Rev 11 | 2012-05-14 | X | X | X | X | X | X | X | X | X | X | X | X | X | X | X | X | X | X | X | X | X | X | X | X | X | X | X | X | X | X | X | n/a | X | X | X | X | X | X | X | X | X | X | X | n/a | n/a | n/a | n/a | n/a | X | n/a | n/a | n/a | n/a | n/a | n/a | X | X | X | n/a | n/a | n/a | n/a | n/a | n/a | n/a | X | X | n/a | n/a | n/a | n/a | n/a | n/a | n/a | X | X | X | n/a | n/a | n/a | n/a | n/a | n/a
FDI-0290 | LT1-31113-0420 |  | Installation of FDI LT1-31113-0420 Environment Permissions |  | Rev 1 | 2011-09-14 | X | X | X | X | X | X | X | X | X | X | X | X | X | X | X | X | X | X | X | X | X | X | X | X | X | X | X | X | X | X | n/a | n/a | n/a | n/a | n/a | n/a | n/a | n/a | n/a | n/a | n/a | n/a | n/a | n/a | n/a | n/a | n/a | n/a | n/a | n/a | n/a | n/a | n/a | n/a | n/a | n/a | n/a | n/a | n/a | n/a | n/a | n/a | n/a | n/a | n/a | n/a | n/a | n/a | n/a | n/a | n/a | n/a | n/a | n/a | n/a | n/a | n/a | n/a | n/a | n/a | n/a | n/a | n/a
FDI-0291 | LT1-31113-0471 |  | Installation of FDI LT1-31113-0471. Graphic Modifications |  | Rev 0 | 2011-08-03 | X | X | X | X | X | X | X | X | X | X | X | X | X | X | X | X | X | X | X | X | X | X | X | X | X | X | X | X | X | X | X | X | X | X | X | X | X | X | X | X | X | X | X | n/a | n/a | n/a | n/a | n/a | n/a | n/a | n/a | n/a | n/a | n/a | n/a | X | X | X | n/a | n/a | n/a | n/a | n/a | n/a | n/a | n/a | n/a | n/a | n/a | n/a | n/a | n/a | n/a | n/a | X | X | X | n/a | n/a | n/a | n/a | n/a | n/a
FDI-0292 | LT1-31113-0427 |  | Installation of FDI LT1-31113-0427. ICC Add/Modify Blocks, Add/Modify Historian Database points., Update Group Points file. |  | Rev 0 | 2011-08-22 | X | X | X | X | X | X | X | X | X | X | X | X | X | X | X | X | X | X | X | X | X | X | X | X | X | X | X | X | X | X | X | n/a | X | X | X | X | X | X | X | X | X | X | X | n/a | n/a | n/a | n/a | n/a | X | n/a | n/a | n/a | n/a | n/a | n/a | X | X | X | n/a | n/a | n/a | n/a | n/a | n/a | n/a | n/a | n/a | n/a | n/a | n/a | n/a | n/a | n/a | n/a | X | X | X | n/a | n/a | n/a | n/a | n/a | n/a
FDI-0293 | LT1-31113-0379 |  | Installation of FDI LT1-31113-0379. Add/Modify Blocks for ICC. |  | Rev 0 | 2011-08-03 | n/a | n/a | n/a | n/a | n/a | n/a | n/a | n/a | n/a | n/a | n/a | n/a | n/a | n/a | n/a | n/a | n/a | n/a | n/a | n/a | n/a | n/a | n/a | n/a | n/a | n/a | n/a | n/a | n/a | n/a | n/a | n/a | n/a | n/a | n/a | n/a | n/a | n/a | n/a | X | n/a | n/a | n/a | n/a | n/a | n/a | n/a | n/a | n/a | n/a | n/a | n/a | n/a | n/a | n/a | n/a | n/a | n/a | n/a | n/a | n/a | n/a | n/a | n/a | n/a | n/a | n/a | n/a | n/a | n/a | n/a | n/a | n/a | n/a | n/a | n/a | n/a | n/a | n/a | n/a | n/a | n/a | n/a
FDI-0294 | LT1-31113-0508 |  | Installation of FDI LT1-31113-0508. ICC Add/Modify Blocks, Graphic Modifications, Add/Modify Historian Database points., Update Group Points file. |  | Rev 0 | 2011-08-10 | X | X | X | X | X | X | X | X | X | X | X | X | X | X | X | X | X | X | X | X | X | X | X | X | X | X | X | X | X | X | X | n/a | X | X | X | X | X | X | X | X | X | X | X | n/a | n/a | n/a | n/a | n/a | X | n/a | n/a | n/a | n/a | n/a | n/a | X | X | X | n/a | n/a | n/a | n/a | n/a | n/a | n/a | n/a | n/a | n/a | n/a | n/a | n/a | n/a | n/a | n/a | X | X | X | n/a | n/a | n/a | n/a | n/a | n/a
FDI-0295 | LT1-31113-0319 |  | Installation of FDI LT1-31113-0319. ICC Add/Modify Blocks, Graphic Modifications, Add/Modify Historian Database points., Update Group Points file. |  | Rev 0 | 2011-08-22 | X | X | X | X | X | X | X | X | X | X | X | X | X | X | X | X | X | X | X | X | X | X | X | X | X | X | X | X | X | X | X | n/a | X | X | X | X | X | X | X | X | X | X | X | n/a | X | X | X | n/a | n/a | n/a | n/a | n/a | n/a | n/a | n/a | X | X | X | n/a | n/a | n/a | n/a | n/a | n/a | n/a | n/a | n/a | n/a | n/a | n/a | n/a | n/a | n/a | n/a | X | X | X | n/a | n/a | n/a | n/a | n/a | n/a
FDI-0296 | LT1-31113-0508 |  | Installation of FDI LT1-31113-0508. ICC Add/Modify Blocks, Add/Modify Historian Database points., Update Group Points file. |  | Rev 0 | 2011-08-03 | X | X | X | X | X | X | X | X | X | X | X | X | X | X | X | X | X | X | X | X | X | X | X | X | X | X | X | X | X | X | X | X | X | X | X | X | X | X | X | X | X | X | X | n/a | X | X | n/a | n/a | n/a | n/a | n/a | n/a | n/a | n/a | n/a | X | X | X | n/a | n/a | n/a | n/a | n/a | n/a | n/a | n/a | n/a | n/a | n/a | n/a | n/a | n/a | n/a | n/a | X | X | X | n/a | n/a | n/a | n/a | n/a | n/a
FDI-0297 | LT1-31113-0527 |  | Installation of FDI LT1-31113-0527. ICC Add/Modify Blocks, Add/Modify Historian Database points., Update Group Points file. |  | Rev 1 | 2011-08-22 | X | X | X | X | X | X | X | X | X | X | X | X | X | X | X | X | X | X | X | X | X | X | X | X | X | X | X | X | X | X | X | n/a | X | X | X | X | X | X | X | X | X | X | X | n/a | n/a | n/a | n/a | n/a | X | n/a | n/a | n/a | n/a | n/a | n/a | X | X | X | n/a | n/a | n/a | n/a | n/a | n/a | n/a | n/a | n/a | n/a | n/a | n/a | n/a | n/a | n/a | n/a | X | X | X | n/a | n/a | n/a | n/a | n/a | n/a
FDI-0298 | LT1-31113-0568 |  | Installation of FDI LT1-31113-0568. Removed 3DMWINR software from 1AW005/6/7 and modifiy environments on 1AW005/6/7/37A/37B. |  |  | 2011-08-22 | n/a | n/a | n/a | n/a | n/a | n/a | n/a | n/a | n/a | n/a | n/a | n/a | n/a | n/a | n/a | n/a | n/a | n/a | n/a | n/a | n/a | n/a | n/a | n/a | n/a | n/a | n/a | n/a | n/a | n/a | n/a | n/a | n/a | n/a | n/a | n/a | X | X | X | X | n/a | n/a | n/a | n/a | n/a | n/a | n/a | n/a | n/a | n/a | n/a | n/a | n/a | n/a | n/a | n/a | n/a | n/a | X | X | n/a | n/a | n/a | n/a | n/a | n/a | n/a | n/a | n/a | n/a | n/a | n/a | n/a | n/a | n/a | n/a | n/a | n/a | n/a | n/a | n/a | n/a | n/a
FDI-0299 | LT1-31113-0529 |  | Installation of FDI LT1-31113-0529. ICC Add/Modify Blocks, Graphic Modifications. |  | Rev 5 | 4/3/2012, 4/26/2012, 6/21/2012, 8/7/2013 | X | X | X | X | X | X | X | X | X | X | X | X | X | X | X | X | X | X | X | X | X | X | X | X | X | X | X | X | X | X | X | n/a | X | X | X | X | X | X | X | X | X | X | X | n/a | n/a | n/a | n/a | n/a | n/a | n/a | n/a | n/a | n/a | n/a | n/a | X | X | X | n/a | n/a | n/a | n/a | n/a | n/a | n/a | n/a | n/a | n/a | n/a | n/a | n/a | n/a | n/a | n/a | X | X | X | n/a | n/a | n/a | n/a | n/a | n/a
FDI-0300 | LT1-31113-0516 |  | Installation of FDI LT1-31113-0516. ICC Add/Modify Blocks, Add/Modify Historian Database points., Update Group Points file. |  | Rev 2 | 2011-10-25 | X | X | X | X | X | X | X | X | X | X | X | X | X | X | X | X | X | X | X | X | X | X | X | X | X | X | X | X | X | X | X | n/a | X | X | X | X | X | X | X | X | X | X | X | n/a | n/a | n/a | n/a | X | n/a | n/a | X | n/a | n/a | n/a | n/a | X | X | X | n/a | n/a | n/a | n/a | n/a | n/a | n/a | n/a | n/a | n/a | n/a | n/a | n/a | n/a | n/a | n/a | X | X | X | n/a | n/a | n/a | n/a | n/a | n/a
FDI-0301 | LT1-31113-0551 |  | Installation of FDI LT1-31113-0551. ICC Add/Modify Blocks, Add/Modify Historian Database points., Update Group Points file. |  | Rev 0 | 2011-09-14 | X | X | X | X | X | X | X | X | X | X | X | X | X | X | X | X | X | X | X | X | X | X | X | X | X | X | X | X | X | X | X | n/a | X | X | X | X | X | X | X | X | X | X | X | n/a | n/a | n/a | n/a | X | n/a | n/a | n/a | n/a | n/a | n/a | n/a | X | X | X | n/a | n/a | n/a | n/a | n/a | n/a | n/a | n/a | n/a | n/a | n/a | n/a | n/a | n/a | n/a | n/a | X | X | X | n/a | n/a | n/a | n/a | n/a | n/a
FDI-0302 | LT1-31113-0575 |  | Installation of FDI LT1-31113-0575 Updates to WPCPLNS files |  | Rev 1 | 2011-08-31 | X | X | X | X | X | X | X | X | X | X | X | X | X | X | X | X | X | X | X | X | X | X | X | X | X | X | X | X | X | X | n/a | n/a | X | X | X | X | X | X | X | X | X | X | X | n/a | n/a | n/a | n/a | n/a | n/a | n/a | n/a | n/a | n/a | n/a | n/a | X | X | X | n/a | n/a | n/a | n/a | n/a | n/a | n/a | n/a | n/a | n/a | n/a | n/a | n/a | n/a | n/a | n/a | X | X | X | n/a | n/a | n/a | n/a | n/a | n/a
FDI-0303 | LT1-31113-0530 |  | Installation of FDI LT1-31113-0530. ICC Add/Modify Blocks, Add/Modify Historian Database points., Update Group Points file. |  | Rev 3 | 2011-10-28 | X | X | X | X | X | X | X | X | X | X | X | X | X | X | X | X | X | X | X | X | X | X | X | X | X | X | X | X | X | X | X | n/a | X | X | X | X | X | X | X | X | X | X | X | n/a | n/a | X | n/a | n/a | n/a | n/a | n/a | n/a | X | n/a | n/a | X | X | X | n/a | n/a | n/a | n/a | n/a | n/a | n/a | n/a | n/a | n/a | n/a | n/a | n/a | n/a | n/a | n/a | X | X | X | n/a | n/a | n/a | n/a | n/a | n/a
FDI-0304 | LT1-31113-0609 |  | Installation of FDI LT1-31113-0609. ICC Add/Modify Blocks, Add/Modify Historian Database points., Update Group Points file. |  | Rev 0 | 2011-08-08 | X | X | X | X | X | X | X | X | X | X | X | X | X | X | X | X | X | X | X | X | X | X | X | X | X | X | X | X | X | X | X | n/a | X | X | X | X | X | X | X | X | X | X | X | n/a | X | X | n/a | n/a | n/a | n/a | n/a | n/a | n/a | n/a | n/a | X | X | X | n/a | n/a | n/a | n/a | n/a | n/a | n/a | n/a | n/a | n/a | n/a | n/a | n/a | n/a | n/a | n/a | X | X | X | n/a | n/a | n/a | n/a | n/a | n/a
FDI-0305 | LT1-31113-0651 |  | Installation of FDI LT1-31113-0651. ICC Add/Modify Blocks, Add/Modify Historian Database points., Update Group Points file. |  | Rev 1 | 2011-08-24 | X | X | X | X | X | X | X | X | X | X | X | X | X | X | X | X | X | X | X | X | X | X | X | X | X | X | X | X | X | X | X | n/a | X | X | X | X | X | X | X | X | X | X | X | n/a | n/a | n/a | n/a | X | X | X | n/a | n/a | n/a | n/a | n/a | X | X | X | n/a | n/a | n/a | n/a | n/a | n/a | n/a | n/a | n/a | n/a | n/a | n/a | n/a | n/a | n/a | n/a | X | X | X | n/a | n/a | n/a | n/a | n/a | n/a
FDI-0306 | LT1-31113-0592 |  | Installation of FDI LT1-31113-0592. ICC Add/Modify Blocks, Add/Modify Historian Database points., Update Group Points file. |  | Rev 1 | 8/8/2011, 8/31/2011 | X | X | X | X | X | X | X | X | X | X | X | X | X | X | X | X | X | X | X | X | X | X | X | X | X | X | X | X | X | X | X | n/a | X | X | X | X | X | X | X | X | X | X | X | n/a | X | X | n/a | n/a | n/a | n/a | n/a | n/a | n/a | n/a | n/a | X | X | X | n/a | n/a | n/a | n/a | n/a | n/a | n/a | n/a | n/a | n/a | n/a | n/a | n/a | n/a | n/a | n/a | X | X | X | n/a | n/a | n/a | n/a | n/a | n/a
FDI-0307 | LT1-31113-0742 |  | Installation of FDI LT1-31113-0742. TDR database Additions |  | Rev 0 | 2011-09-05 | n/a | n/a | n/a | n/a | n/a | n/a | n/a | n/a | n/a | n/a | n/a | n/a | n/a | n/a | n/a | n/a | n/a | n/a | n/a | n/a | n/a | n/a | n/a | n/a | n/a | n/a | n/a | n/a | n/a | n/a | n/a | n/a | n/a | n/a | n/a | n/a | n/a | n/a | n/a | n/a | n/a | n/a | n/a | n/a | n/a | n/a | n/a | n/a | n/a | n/a | n/a | n/a | n/a | n/a | n/a | n/a | n/a | n/a | n/a | n/a | n/a | n/a | X | n/a | n/a | n/a | n/a | n/a | n/a | n/a | n/a | n/a | n/a | n/a | n/a | n/a | n/a | n/a | n/a | n/a | n/a | n/a | n/a
FDI-0308 | LT1-31113-0371 |  | Installation of FDI LT1-31113-0371. Graphic Modifications |  | Rev 0 | 2011-08-10 | X | X | X | X | X | X | X | X | X | X | X | X | X | X | X | X | X | X | X | X | X | X | X | X | X | X | X | X | X | X | X | n/a | X | X | X | X | X | X | X | X | X | X | X | n/a | n/a | n/a | n/a | n/a | n/a | n/a | n/a | n/a | n/a | n/a | n/a | X | X | X | n/a | n/a | n/a | n/a | n/a | n/a | n/a | n/a | n/a | n/a | n/a | n/a | n/a | n/a | n/a | n/a | X | X | X | n/a | n/a | n/a | n/a | n/a | n/a
FDI-0309 | LT1-31113-0371 |  | Installation of FDI LT1-31113-0371. Hardware modifications |  | Rev 3 |  | n/a | n/a | n/a | n/a | n/a | n/a | n/a | n/a | n/a | n/a | n/a | n/a | n/a | n/a | n/a | n/a | n/a | n/a | n/a | n/a | n/a | n/a | n/a | n/a | n/a | n/a | n/a | n/a | n/a | n/a | n/a | n/a | n/a | n/a | n/a | n/a | n/a | n/a | n/a | n/a | n/a | n/a | n/a | n/a | n/a | n/a | n/a | n/a | n/a | n/a | n/a | n/a | n/a | n/a | n/a | n/a | n/a | n/a | n/a | n/a | n/a | n/a | n/a | n/a | n/a | n/a | n/a | n/a | n/a | n/a | n/a | n/a | n/a | n/a | n/a | n/a | n/a | n/a | n/a | n/a | n/a | n/a | n/a
FDI-0310 | LT1-31113-0645 |  | Installation of FDI LT1-31113-0645. ICC Add/Modify Blocks, Add/Modify Historian Database points., Update Group Points file. |  | Rev 1 | 2011-08-16 | X | X | X | X | X | X | X | X | X | X | X | X | X | X | X | X | X | X | X | X | X | X | X | X | X | X | X | X | X | X | X | n/a | X | X | X | X | X | X | X | X | X | X | X | n/a | n/a | n/a | X | n/a | n/a | n/a | n/a | n/a | n/a | n/a | n/a | X | X | X | n/a | n/a | n/a | n/a | n/a | n/a | n/a | n/a | n/a | n/a | n/a | n/a | n/a | n/a | n/a | n/a | X | X | X | n/a | n/a | n/a | n/a | n/a | n/a
FDI-0311 | LT1-31113-0613 |  | Installation of FDI LT1-31113-0613. ICC Add/Modify Blocks, Add/Modify Historian Database points., Update Group Points file, Modify SOE / TDR / HSH. |  | Rev 2 | 8/16/2011, 8/31/2011 | X | X | X | X | X | X | X | X | X | X | X | X | X | X | X | X | X | X | X | X | X | X | X | X | X | X | X | X | X | X | X | n/a | X | X | X | X | X | X | X | X | X | X | X | n/a | n/a | n/a | n/a | n/a | n/a | X | n/a | n/a | n/a | n/a | n/a | X | X | X | n/a | n/a | n/a | X | X | n/a | n/a | n/a | n/a | n/a | n/a | n/a | n/a | n/a | n/a | n/a | X | X | X | n/a | n/a | n/a | n/a | n/a | n/a
FDI-0312 | LT1-31113-0667 |  | Installation of FDI LT1-31113-0667. Graphic Modifications |  | Rev 1 | 2012-04-12 | X | X | X | X | X | X | X | X | X | X | X | X | X | X | X | X | X | X | X | X | X | X | X | X | X | X | X | X | X | X | X | n/a | X | X | X | X | X | X | X | X | X | X | X | n/a | n/a | n/a | n/a | n/a | n/a | n/a | n/a | n/a | n/a | n/a | n/a | X | X | X | n/a | n/a | n/a | n/a | n/a | n/a | n/a | n/a | n/a | n/a | n/a | n/a | n/a | n/a | n/a | n/a | X | X | X | n/a | n/a | n/a | n/a | n/a | n/a
FDI-0313 | LT1-31113-0712 |  | Installation of FDI LT1-31113-0712. BNC connectors in 0AW002 |  | Rev 1 | 2012-03-26 | n/a | n/a | n/a | n/a | n/a | n/a | n/a | n/a | n/a | n/a | n/a | n/a | n/a | n/a | n/a | n/a | n/a | n/a | n/a | n/a | n/a | n/a | n/a | n/a | n/a | n/a | n/a | n/a | n/a | n/a | n/a | X | n/a | n/a | n/a | n/a | n/a | n/a | n/a | n/a | n/a | n/a | n/a | n/a | n/a | n/a | n/a | n/a | n/a | n/a | n/a | n/a | n/a | n/a | n/a | n/a | n/a | n/a | n/a | n/a | n/a | n/a | n/a | n/a | n/a | n/a | n/a | n/a | n/a | n/a | n/a | n/a | n/a | n/a | n/a | n/a | n/a | n/a | n/a | n/a | n/a | n/a | n/a
FDI-0314 | LT1-31113-0616 |  | Installation of FDI LT1-31113-0616. ICC Add/Modify Blocks, Modify Graphics. |  | Rev 2 | 2012-02-07 | X | X | X | X | X | X | X | X | X | X | X | X | X | X | X | X | X | X | X | X | X | X | X | X | X | X | X | X | X | X | X | n/a | X | X | X | X | X | X | X | X | X | X | X | n/a | n/a | n/a | n/a | n/a | n/a | n/a | n/a | n/a | n/a | n/a | n/a | X | X | X | n/a | n/a | n/a | n/a | n/a | n/a | n/a | n/a | n/a | n/a | n/a | n/a | n/a | n/a | n/a | n/a | X | X | X | n/a | n/a | n/a | n/a | n/a | n/a
FDI-0315 | LT1-31113-0650 |  | Installation of FDI LT1-31113-0650. Graphic Modifications and Addition |  | Rev 3 | 10/25/2011, 4/10/2014 | X | X | X | X | X | X | X | X | X | X | X | X | X | X | X | X | X | X | X | X | X | X | X | X | X | X | X | X | X | X | X | n/a | X | X | X | X | X | X | X | X | X | X | X | n/a | n/a | n/a | n/a | n/a | n/a | n/a | n/a | n/a | n/a | n/a | n/a | X | X | X | n/a | n/a | n/a | n/a | n/a | n/a | n/a | n/a | n/a | n/a | n/a | n/a | n/a | n/a | n/a | n/a | X | X | X | n/a | n/a | n/a | n/a | n/a | n/a
FDI-0316 | LT1-31113-0679 |  | Installation of FDI LT1-31113-0679. Graphic Modifications |  | Rev 0 | 2011-08-22 | X | X | X | X | X | X | X | X | X | X | X | X | X | X | X | X | X | X | X | X | X | X | X | X | X | X | X | X | X | X | X | n/a | X | X | X | X | X | X | X | X | X | X | X | n/a | n/a | n/a | n/a | n/a | n/a | n/a | n/a | n/a | n/a | n/a | n/a | X | X | X | n/a | n/a | n/a | n/a | n/a | n/a | n/a | n/a | n/a | n/a | n/a | n/a | n/a | n/a | n/a | n/a | X | X | X | n/a | n/a | n/a | n/a | n/a | n/a
FDI-0317 | LT1-31113-0712 |  | Installation of FDI LT1-31113-0712. Graphic Modifications |  | Rev 0 | 2011-08-22 | X | X | X | X | X | X | X | X | X | X | X | X | X | X | X | X | X | X | X | X | X | X | X | X | X | X | X | X | X | X | X | n/a | X | X | X | X | X | X | X | X | X | X | X | n/a | n/a | n/a | n/a | n/a | n/a | n/a | n/a | n/a | n/a | n/a | n/a | X | X | X | n/a | n/a | n/a | n/a | n/a | n/a | n/a | n/a | n/a | n/a | n/a | n/a | n/a | n/a | n/a | n/a | X | X | X | n/a | n/a | n/a | n/a | n/a | n/a
FDI-0318 | LT1-31113-0614 |  | Installation of FDI LT1-31113-0614. ICC Add/Modify Blocks, Add/Modify Historian Database points., Update Group Points file, Update TDR |  | Rev 0 | 2011-08-16 | X | X | X | X | X | X | X | X | X | X | X | X | X | X | X | X | X | X | X | X | X | X | X | X | X | X | X | X | X | X | X | n/a | X | X | X | X | X | X | X | X | X | X | X | n/a | n/a | n/a | n/a | n/a | n/a | n/a | n/a | n/a | n/a | n/a | n/a | X | X | X | n/a | n/a | n/a | n/a | X | n/a | n/a | n/a | n/a | n/a | n/a | n/a | n/a | n/a | n/a | n/a | X | X | X | n/a | n/a | n/a | n/a | n/a | n/a
FDI-0319 | LT1-31113-0549 |  | Installation of FDI LT1-31113-0549. ICC Add/Modify Blocks, Add/Modify Historian Database points., Update Group Points file. |  | Rev 2 | 2011-09-20 | X | X | X | X | X | X | X | X | X | X | X | X | X | X | X | X | X | X | X | X | X | X | X | X | X | X | X | X | X | X | X | n/a | X | X | X | X | X | X | X | X | X | X | X | n/a | X | X | n/a | n/a | n/a | n/a | n/a | n/a | X | n/a | n/a | X | X | X | n/a | n/a | n/a | n/a | n/a | n/a | n/a | n/a | n/a | n/a | n/a | n/a | n/a | n/a | n/a | n/a | X | X | X | n/a | n/a | n/a | n/a | n/a | n/a
FDI-0320 | LT1-31113-0561 |  | Installation of FDI LT1-31113-0561. ICC Add/Modify Blocks, Graphics modification, Add/Modify Historian Database points., Update Group Points file. |  | Rev 2 | 2011-09-25 | X | X | X | X | X | X | X | X | X | X | X | X | X | X | X | X | X | X | X | X | X | X | X | X | X | X | X | X | X | X | X | n/a | X | X | X | X | X | X | X | X | X | X | X | n/a | X | X | X | n/a | n/a | n/a | n/a | n/a | X | n/a | n/a | X | X | X | n/a | n/a | n/a | n/a | n/a | n/a | n/a | n/a | n/a | n/a | n/a | n/a | n/a | n/a | n/a | n/a | X | X | X | n/a | n/a | n/a | n/a | n/a | n/a
FDI-0321 | LT1-31113-0414 |  | Installation of FDI LT1-31113-0414. Add/Modify Blocks for ICC. |  | Rev 0 | 2011-08-10 | n/a | n/a | n/a | n/a | n/a | n/a | n/a | n/a | n/a | n/a | n/a | n/a | n/a | n/a | n/a | n/a | n/a | n/a | n/a | n/a | n/a | n/a | n/a | n/a | n/a | n/a | n/a | n/a | n/a | n/a | n/a | n/a | n/a | n/a | n/a | n/a | n/a | n/a | n/a | X | n/a | n/a | n/a | n/a | n/a | n/a | n/a | n/a | n/a | n/a | n/a | n/a | n/a | n/a | n/a | n/a | n/a | n/a | n/a | n/a | n/a | n/a | n/a | n/a | n/a | n/a | n/a | n/a | n/a | n/a | n/a | n/a | n/a | n/a | n/a | n/a | n/a | n/a | n/a | n/a | n/a | n/a | n/a
FDI-0322 | LT1-31113-0676 |  | Installation of FDI LT1-31113-0676. ICC Add/Modify Blocks, Add/Modify Historian Database points., Update Group Points file. |  | Rev 1 | 2011-08-22 | X | X | X | X | X | X | X | X | X | X | X | X | X | X | X | X | X | X | X | X | X | X | X | X | X | X | X | X | X | X | X | n/a | X | X | X | X | X | X | X | X | X | X | X | n/a | n/a | n/a | X | n/a | n/a | n/a | n/a | n/a | n/a | n/a | n/a | X | X | X | n/a | n/a | n/a | n/a | n/a | n/a | n/a | n/a | n/a | n/a | n/a | n/a | n/a | n/a | n/a | n/a | X | X | X | n/a | n/a | n/a | n/a | n/a | n/a
FDI-0323 | LT1-31113-0674 |  | Installation of FDI LT1-31113-0674. ICC Add/Modify Blocks, Graphic Modifications |  | Rev 2 | 2011-08-22 | X | X | X | X | X | X | X | X | X | X | X | X | X | X | X | X | X | X | X | X | X | X | X | X | X | X | X | X | X | X | X | n/a | X | X | X | X | X | X | X | X | X | X | X | n/a | n/a | n/a | n/a | n/a | n/a | n/a | n/a | n/a | n/a | n/a | n/a | X | X | X | n/a | n/a | n/a | n/a | n/a | n/a | n/a | n/a | n/a | n/a | n/a | n/a | n/a | n/a | n/a | n/a | X | X | X | n/a | n/a | n/a | n/a | n/a | n/a
FDI-0324 | LT1-31113-0692 |  | Installation of FDI LT1-31113-0692. ICC Add/Modify Blocks, Add/Modify Historian Database points., Update Group Points file. |  | Rev 0 | 2011-09-14 | X | X | X | X | X | X | X | X | X | X | X | X | X | X | X | X | X | X | X | X | X | X | X | X | X | X | X | X | X | X | X | n/a | X | X | X | X | X | X | X | X | X | X | X | n/a | n/a | n/a | n/a | n/a | n/a | n/a | n/a | n/a | n/a | X | n/a | X | X | X | n/a | n/a | n/a | n/a | n/a | n/a | n/a | n/a | n/a | n/a | n/a | n/a | n/a | n/a | n/a | n/a | X | X | X | n/a | n/a | n/a | n/a | n/a | n/a
FDI-0325 | LT1-31113-0746 |  | Installation of FDI LT1-31113-0746. Graphic Modifications |  | Rev 0 | 2011-08-16 | X | X | X | X | X | X | X | X | X | X | X | X | X | X | X | X | X | X | X | X | X | X | X | X | X | X | X | X | X | X | X | n/a | X | X | X | X | X | X | X | X | X | X | X | n/a | n/a | n/a | n/a | n/a | n/a | n/a | n/a | n/a | n/a | n/a | n/a | X | X | X | n/a | n/a | n/a | n/a | n/a | n/a | n/a | n/a | n/a | n/a | n/a | n/a | n/a | n/a | n/a | n/a | X | X | X | n/a | n/a | n/a | n/a | n/a | n/a
FDI-0326 | LT1-31113-0666 |  | Installation of FDI LT1-31113-0666. ICC Add/Modify Blocks, Add/Modify Historian Database points., Update Group Points file. |  | Rev 1 | 11/2/2011, 12/4/2012 | X | X | X | X | X | X | X | X | X | X | X | X | X | X | X | X | X | X | X | X | X | X | X | X | X | X | X | X | X | X | X | X | X | X | X | X | X | X | X | X | X | X | X | n/a | X | X | n/a | n/a | n/a | n/a | n/a | n/a | n/a | n/a | n/a | X | X | X | n/a | n/a | n/a | n/a | n/a | n/a | n/a | n/a | n/a | n/a | n/a | n/a | n/a | n/a | n/a | n/a | X | X | X | n/a | n/a | n/a | n/a | n/a | n/a
FDI-0327 | LT1-31113-0716 |  | Installation of FDI LT1-31113-0716. Add/Modify Blocks for ICC. |  | Rev 0 | 2011-08-22 | n/a | n/a | n/a | n/a | n/a | n/a | n/a | n/a | n/a | n/a | n/a | n/a | n/a | n/a | n/a | n/a | n/a | n/a | n/a | n/a | n/a | n/a | n/a | n/a | n/a | n/a | n/a | n/a | n/a | n/a | n/a | n/a | n/a | n/a | n/a | n/a | n/a | n/a | n/a | n/a | n/a | X | n/a | n/a | n/a | n/a | n/a | n/a | n/a | n/a | n/a | n/a | n/a | n/a | n/a | n/a | n/a | n/a | n/a | n/a | n/a | n/a | n/a | n/a | n/a | n/a | n/a | n/a | n/a | n/a | n/a | n/a | n/a | n/a | n/a | n/a | n/a | n/a | n/a | n/a | n/a | n/a | n/a
FDI-0328 | LT1-31113-0727 |  | Installation of FDI LT1-31113-0727. Graphic Modifications |  | Rev 0 | 2011-08-22 | X | X | X | X | X | X | X | X | X | X | X | X | X | X | X | X | X | X | X | X | X | X | X | X | X | X | X | X | X | X | X | X | X | X | X | X | X | X | X | X | X | X | X | n/a | n/a | n/a | n/a | n/a | n/a | n/a | n/a | n/a | n/a | n/a | n/a | X | X | X | n/a | n/a | n/a | n/a | n/a | n/a | n/a | n/a | n/a | n/a | n/a | n/a | n/a | n/a | n/a | n/a | X | X | X | n/a | n/a | n/a | n/a | n/a | n/a
FDI-0329 | LT1-31113-0704 |  | Installation of FDI LT1-31113-0704. ICC Add/Modify Blocks, Add/Modify Historian Database points., Update Group Points file. |  | Rev 0 | 2011-09-07 | X | X | X | X | X | X | X | X | X | X | X | X | X | X | X | X | X | X | X | X | X | X | X | X | X | X | X | X | X | X | X | X | X | X | X | X | X | X | X | X | X | X | X | n/a | X | X | n/a | n/a | n/a | n/a | X | X | n/a | n/a | n/a | X | X | X | n/a | n/a | n/a | n/a | n/a | n/a | n/a | n/a | n/a | n/a | n/a | n/a | n/a | n/a | n/a | n/a | X | X | X | n/a | n/a | n/a | n/a | n/a | n/a
FDI-0330 | LT1-31113-0638 |  | Installation of FDI LT1-31113-0638. ICC Add/Modify Blocks, Add/Modify Historian Database points., Update Group Points file. |  | Rev 2 | 9/14/2011, 12/4/2011 | X | X | X | X | X | X | X | X | X | X | X | X | X | X | X | X | X | X | X | X | X | X | X | X | X | X | X | X | X | X | X | X | X | X | X | X | X | X | X | X | X | X | X | n/a | X | X | X | n/a | n/a | n/a | X | n/a | n/a | n/a | n/a | X | X | X | n/a | n/a | n/a | n/a | n/a | n/a | n/a | n/a | n/a | n/a | n/a | n/a | n/a | n/a | n/a | n/a | X | X | X | n/a | n/a | n/a | n/a | n/a | n/a
FDI-0331 | LT1-31113-0700 |  | Installation of FDI LT1-31113-0700. ICC Add/Modify Blocks, Add/Modify Historian Database points., Update Group Points file. |  | Rev 0 | 2011-08-31 | X | X | X | X | X | X | X | X | X | X | X | X | X | X | X | X | X | X | X | X | X | X | X | X | X | X | X | X | X | X | X | X | X | X | X | X | X | X | X | X | X | X | X | n/a | n/a | n/a | n/a | n/a | X | n/a | X | n/a | n/a | n/a | n/a | X | X | X | n/a | n/a | n/a | n/a | n/a | n/a | n/a | n/a | n/a | n/a | n/a | n/a | n/a | n/a | n/a | n/a | X | X | X | n/a | n/a | n/a | n/a | n/a | n/a
FDI-0332 | LT1-31113-0722 |  | Installation of FDI LT1-31113-0722. ICC Add/Modify Blocks, MM updates. |  | Rev 0 | 2011-11-07 | n/a | n/a | n/a | n/a | n/a | n/a | n/a | n/a | n/a | n/a | n/a | n/a | n/a | n/a | n/a | n/a | n/a | n/a | n/a | n/a | n/a | n/a | n/a | n/a | n/a | n/a | n/a | n/a | n/a | n/a | n/a | n/a | n/a | n/a | n/a | n/a | n/a | n/a | n/a | n/a | n/a | n/a | X | n/a | n/a | n/a | n/a | n/a | n/a | n/a | n/a | n/a | n/a | n/a | n/a | n/a | n/a | n/a | n/a | n/a | n/a | n/a | n/a | n/a | X | X | n/a | n/a | n/a | n/a | n/a | n/a | n/a | n/a | n/a | n/a | n/a | n/a | n/a | n/a | n/a | n/a | n/a
FDI-0333 | LT1-31113-0663 |  | Installation of FDI LT1-31113-0663. ICC Add/Modify Blocks, Add/Modify Historian Database points., Update Group Points file. |  | Rev 0 | 2011-08-31 | X | X | X | X | X | X | X | X | X | X | X | X | X | X | X | X | X | X | X | X | X | X | X | X | X | X | X | X | X | X | X | X | X | X | X | X | X | X | X | X | X | X | X | n/a | n/a | n/a | n/a | n/a | n/a | n/a | n/a | n/a | X | n/a | n/a | X | X | X | n/a | n/a | n/a | n/a | n/a | n/a | n/a | n/a | n/a | n/a | n/a | n/a | n/a | n/a | n/a | n/a | X | X | X | n/a | n/a | n/a | n/a | n/a | n/a
FDI-0334 | LT1-31113-0721 |  | Installation of FDI LT1-31113-0721. ICC Add/Modify Blocks. |  | Rev 2 | 8/31/2011, 10/19/2011 | n/a | n/a | n/a | n/a | n/a | n/a | n/a | n/a | n/a | n/a | n/a | n/a | n/a | n/a | n/a | n/a | n/a | n/a | n/a | n/a | n/a | n/a | n/a | n/a | n/a | n/a | n/a | n/a | n/a | n/a | n/a | n/a | n/a | n/a | n/a | n/a | n/a | n/a | n/a | X | n/a | n/a | n/a | n/a | n/a | n/a | n/a | n/a | n/a | n/a | n/a | n/a | n/a | n/a | n/a | n/a | n/a | n/a | n/a | n/a | n/a | n/a | n/a | n/a | n/a | n/a | n/a | n/a | n/a | n/a | n/a | n/a | n/a | n/a | n/a | n/a | n/a | n/a | n/a | n/a | n/a | n/a | n/a
FDI-0335 | LT1-31113-0744 |  | Installation of FDI LT1-31113-0744. Alarm point in CAD test. |  | Rev 0 | 2011-11-18 | n/a | n/a | n/a | n/a | n/a | n/a | n/a | n/a | n/a | n/a | n/a | n/a | n/a | n/a | n/a | n/a | n/a | n/a | n/a | n/a | n/a | n/a | n/a | n/a | n/a | n/a | n/a | n/a | n/a | n/a | n/a | n/a | n/a | n/a | n/a | n/a | n/a | n/a | n/a | n/a | n/a | n/a | n/a | n/a | n/a | n/a | n/a | n/a | n/a | n/a | n/a | n/a | n/a | n/a | n/a | n/a | n/a | n/a | n/a | n/a | n/a | n/a | n/a | n/a | n/a | n/a | n/a | n/a | n/a | n/a | n/a | n/a | n/a | n/a | n/a | n/a | n/a | n/a | n/a | n/a | n/a | n/a | n/a
FDI-0336 | LT1-31113-0747 |  | Installation of FDI LT1-31113-0747. Graphic Modifications |  | Rev 0 | 2011-09-05 | X | X | X | X | X | X | X | X | X | X | X | X | X | X | X | X | X | X | X | X | X | X | X | X | X | X | X | X | X | X | X | X | X | X | X | X | X | X | X | X | X | X | X | n/a | n/a | n/a | n/a | n/a | n/a | n/a | n/a | n/a | n/a | n/a | n/a | X | X | X | n/a | n/a | n/a | n/a | n/a | n/a | n/a | n/a | n/a | n/a | n/a | n/a | n/a | n/a | n/a | n/a | X | X | X | n/a | n/a | n/a | n/a | n/a | n/a
FDI-0337 | LT1-31113-0735 |  | Installation of FDI LT1-31113-0735. Graphic Modifications |  | Rev 0 | 2011-09-29 | X | X | X | X | X | X | X | X | X | X | X | X | X | X | X | X | X | X | X | X | X | X | X | X | X | X | X | X | X | X | X | X | X | X | X | X | X | X | X | X | X | X | X | n/a | n/a | n/a | n/a | n/a | n/a | n/a | n/a | n/a | n/a | n/a | n/a | X | X | X | n/a | n/a | n/a | n/a | n/a | n/a | n/a | n/a | n/a | n/a | n/a | n/a | n/a | n/a | n/a | n/a | X | X | X | n/a | n/a | n/a | n/a | n/a | n/a
FDI-0338 | LT1-31113-0745 |  | Installation of FDI LT1-31113-0745. Graphic Modifications |  | Rev 0 | 2012-03-16 | X | X | X | X | X | X | X | X | X | X | X | X | X | X | X | X | X | X | X | X | X | X | X | X | X | X | X | X | X | X | X | X | X | X | X | X | X | X | X | X | X | X | X | n/a | n/a | n/a | n/a | n/a | n/a | n/a | n/a | n/a | n/a | n/a | n/a | X | X | X | n/a | n/a | n/a | n/a | n/a | n/a | n/a | n/a | n/a | n/a | n/a | n/a | n/a | n/a | n/a | n/a | X | X | X | n/a | n/a | n/a | n/a | n/a | n/a
FDI-0339 | LT1-31113-0740 |  | Installation of FDI LT1-31113-0740. Graphic Modifications |  | Rev 0 | 2011-09-14 | X | X | X | X | X | X | X | X | X | X | X | X | X | X | X | X | X | X | X | X | X | X | X | X | X | X | X | X | X | X | X | X | X | X | X | X | X | X | X | X | X | X | X | n/a | n/a | n/a | n/a | n/a | n/a | n/a | n/a | n/a | n/a | n/a | n/a | X | X | X | n/a | n/a | n/a | n/a | n/a | n/a | n/a | n/a | n/a | n/a | n/a | n/a | n/a | n/a | n/a | n/a | X | X | X | n/a | n/a | n/a | n/a | n/a | n/a
FDI-0340 | LT1-31113-0739 |  | Installation of FDI LT1-31113-0739. ICC Add/Modify Blocks, Add/Modify Historian Database points., Update Group Points file. |  | Rev 0 | 2011-09-10 | X | X | X | X | X | X | X | X | X | X | X | X | X | X | X | X | X | X | X | X | X | X | X | X | X | X | X | X | X | X | X | X | X | X | X | X | X | X | X | X | X | X | X | n/a | n/a | n/a | n/a | n/a | X | n/a | n/a | n/a | n/a | n/a | n/a | X | X | X | n/a | n/a | n/a | n/a | n/a | n/a | n/a | n/a | n/a | n/a | n/a | n/a | n/a | n/a | n/a | n/a | X | X | X | n/a | n/a | n/a | n/a | n/a | n/a
FDI-0341 | LT1-31113-0738 |  | Installation of FDI LT1-31113-0738. Add/Modify Blocks for ICC. |  | Rev 0 | 2011-09-07 | n/a | n/a | n/a | n/a | n/a | n/a | n/a | n/a | n/a | n/a | n/a | n/a | n/a | n/a | n/a | n/a | n/a | n/a | n/a | n/a | n/a | n/a | n/a | n/a | n/a | n/a | n/a | n/a | n/a | n/a | n/a | n/a | n/a | n/a | n/a | n/a | n/a | n/a | n/a | X | X | n/a | n/a | n/a | n/a | n/a | n/a | n/a | n/a | n/a | n/a | n/a | n/a | n/a | n/a | n/a | n/a | n/a | n/a | n/a | n/a | n/a | n/a | n/a | n/a | n/a | n/a | n/a | n/a | n/a | n/a | n/a | n/a | n/a | n/a | n/a | n/a | n/a | n/a | n/a | n/a | n/a | n/a
FDI-0342 | LT1-31113-0737 |  | Installation of FDI LT1-31113-0737. Add/Modify Blocks for ICC. |  | Rev 0 | 2011-09-07 | n/a | n/a | n/a | n/a | n/a | n/a | n/a | n/a | n/a | n/a | n/a | n/a | n/a | n/a | n/a | n/a | n/a | n/a | n/a | n/a | n/a | n/a | n/a | n/a | n/a | n/a | n/a | n/a | n/a | n/a | n/a | n/a | n/a | n/a | n/a | n/a | n/a | n/a | n/a | n/a | X | n/a | n/a | n/a | n/a | n/a | n/a | n/a | n/a | n/a | n/a | n/a | n/a | n/a | n/a | n/a | n/a | n/a | n/a | n/a | n/a | n/a | n/a | n/a | n/a | n/a | n/a | n/a | n/a | n/a | n/a | n/a | n/a | n/a | n/a | n/a | n/a | n/a | n/a | n/a | n/a | n/a | n/a
FDI-0343 | LT1-31113-0423 |  | Installation of FDI LT1-31113-0423. Add/Modify Blocks for Historian, Update Group Points file. |  | Rev 0 | 2011-10-19 | X | X | X | X | X | X | X | X | X | X | X | X | X | X | X | X | X | X | X | X | X | X | X | X | X | X | X | X | X | X | X | X | X | X | X | X | X | X | X | X | X | X | X | n/a | X | X | X | X | X | X | X | X | X | X | X | X | X | X | n/a | n/a | n/a | n/a | n/a | n/a | n/a | n/a | n/a | n/a | n/a | n/a | n/a | n/a | n/a | n/a | X | X | X | n/a | n/a | n/a | n/a | n/a | n/a
FDI-0344 | LT1-31113-0743 |  | Installation of FDI LT1-31113-0743. Add/Modify Blocks for ICC. |  | Rev 0 | 2011-09-20 | n/a | n/a | n/a | n/a | n/a | n/a | n/a | n/a | n/a | n/a | n/a | n/a | n/a | n/a | n/a | n/a | n/a | n/a | n/a | n/a | n/a | n/a | n/a | n/a | n/a | n/a | n/a | n/a | n/a | n/a | n/a | n/a | n/a | n/a | n/a | n/a | n/a | n/a | n/a | n/a | X | n/a | n/a | n/a | n/a | n/a | n/a | n/a | n/a | n/a | n/a | n/a | n/a | n/a | n/a | n/a | n/a | n/a | n/a | n/a | n/a | n/a | n/a | n/a | n/a | n/a | n/a | n/a | n/a | n/a | n/a | n/a | n/a | n/a | n/a | n/a | n/a | n/a | n/a | n/a | n/a | n/a | n/a
FDI-0345 | LT1-31113-0630 |  | Installation of FDI LT1-31113-0630. ICC Add/Modify Blocks, Add/Modify Historian Database points., Update Group Points file. |  | Rev 2 | 2012-05-14 | X | X | X | X | X | X | X | X | X | X | X | X | X | X | X | X | X | X | X | X | X | X | X | X | X | X | X | X | X | X | X | X | X | X | X | X | X | X | X | X | X | X | X | n/a | n/a | n/a | X | n/a | n/a | n/a | n/a | n/a | n/a | n/a | n/a | X | X | X | n/a | n/a | n/a | n/a | n/a | n/a | n/a | n/a | n/a | n/a | n/a | n/a | n/a | n/a | n/a | n/a | X | X | X | n/a | n/a | n/a | n/a | n/a | n/a
FDI-0346 |  |  | OPEN |  |  |  | n/a | n/a | n/a | n/a | n/a | n/a | n/a | n/a | n/a | n/a | n/a | n/a | n/a | n/a | n/a | n/a | n/a | n/a | n/a | n/a | n/a | n/a | n/a | n/a | n/a | n/a | n/a | n/a | n/a | n/a | n/a | n/a | n/a | n/a | n/a | n/a | n/a | n/a | n/a | n/a | n/a | n/a | n/a | n/a | n/a | n/a | n/a | n/a | n/a | n/a | n/a | n/a | n/a | n/a | n/a | n/a | n/a | n/a | n/a | n/a | n/a | n/a | n/a | n/a | n/a | n/a | n/a | n/a | n/a | n/a | n/a | n/a | n/a | n/a | n/a | n/a | n/a | n/a | n/a | n/a | n/a | n/a | n/a
FDI-0347 | LT1-31113-0786 |  | Installation of FDI LT1-31113-0786. ICC Add/Modify Blocks, Modify Graphics. |  | Rev 3 | 2012-03-02 | X | X | X | X | X | X | X | X | X | X | X | X | X | X | X | X | X | X | X | X | X | X | X | X | X | X | X | X | X | X | X | X | X | X | X | X | X | X | X | X | X | X | X | n/a | n/a | n/a | n/a | n/a | n/a | n/a | n/a | n/a | n/a | n/a | n/a | X | X | X | n/a | n/a | n/a | n/a | n/a | n/a | n/a | n/a | n/a | n/a | n/a | n/a | n/a | n/a | n/a | n/a | X | X | X | n/a | n/a | n/a | n/a | n/a | n/a
FDI-0348 | LT1-31113-0753 |  | Installation of FDI LT1-31113-0753. ICC Add/Modify Blocks, Modify Graphics. |  | Rev 1 | 2011-10-28 | X | X | X | X | X | X | X | X | X | X | X | X | X | X | X | X | X | X | X | X | X | X | X | X | X | X | X | X | X | X | X | X | X | X | X | X | X | X | X | X | X | X | X | n/a | n/a | n/a | n/a | n/a | n/a | n/a | n/a | n/a | n/a | n/a | n/a | X | X | X | n/a | n/a | n/a | n/a | n/a | n/a | n/a | n/a | n/a | n/a | n/a | n/a | n/a | n/a | n/a | n/a | X | X | X | n/a | n/a | n/a | n/a | n/a | n/a
FDI-0349 | LT1-31113-0789 |  | Installation of FDI LT1-31113-0789. ICC Add/Modify Blocks, Modify Graphics. |  | Rev 1 | 2011-11-18 | X | X | X | X | X | X | X | X | X | X | X | X | X | X | X | X | X | X | X | X | X | X | X | X | X | X | X | X | X | X | X | X | X | X | X | X | X | X | X | X | X | X | X | n/a | n/a | n/a | n/a | n/a | n/a | n/a | n/a | n/a | n/a | n/a | n/a | X | X | X | n/a | n/a | n/a | n/a | n/a | n/a | n/a | n/a | n/a | n/a | n/a | n/a | n/a | n/a | n/a | n/a | X | X | X | n/a | n/a | n/a | n/a | n/a | n/a
FDI-0350 | LT1-31113-0617 |  | Installation of FDI LT1-31113-0617. Add/Modify Blocks for ICC. |  | Rev 0 | 2011-10-13 | n/a | n/a | n/a | n/a | n/a | n/a | n/a | n/a | n/a | n/a | n/a | n/a | n/a | n/a | n/a | n/a | n/a | n/a | n/a | n/a | n/a | n/a | n/a | n/a | n/a | n/a | n/a | n/a | n/a | n/a | n/a | n/a | n/a | n/a | n/a | n/a | n/a | n/a | n/a | n/a | X | n/a | n/a | n/a | n/a | n/a | n/a | n/a | n/a | n/a | n/a | n/a | n/a | n/a | n/a | n/a | n/a | n/a | n/a | n/a | n/a | n/a | n/a | n/a | n/a | n/a | n/a | n/a | n/a | n/a | n/a | n/a | n/a | n/a | n/a | n/a | n/a | n/a | n/a | n/a | n/a | n/a | n/a
FDI-0351 | LT1-31113-0797 |  | Installation of FDI LT1-31113-0797. Quick Fix 1031834C for SMDH & 1054251 OM Client | Yes - FDI450 | Rev 2 | 2012-08-13 | X | X | X | X | X | X | X | X | X | X | X | X | X | X | X | X | X | X | X | X | X | X | X | X | X | X | X | X | X | X | X | n/a | X | X | X | X | X | X | X | X | X | X | X | X | X | X | X | X | X | X | X | X | X | X | X | X | X | X | X | X | X | X | X | X | X | X | X | X | X | X | X | X | X | X | X | X | X | n/a | n/a | n/a | n/a | n/a | n/a
FDI-0352 | LT1-31113-0779 |  | Installation of FDI LT1-31113-0779. Graphic Modifications |  | Rev 0 | 2011-11-02 | X | X | X | X | X | X | X | X | X | X | X | X | X | X | X | X | X | X | X | X | X | X | X | X | X | X | X | X | X | X | X | X | X | X | X | X | X | X | X | X | X | X | X | n/a | n/a | n/a | n/a | n/a | n/a | n/a | n/a | n/a | n/a | n/a | n/a | X | X | X | n/a | n/a | n/a | n/a | n/a | n/a | n/a | n/a | n/a | n/a | n/a | n/a | n/a | n/a | n/a | n/a | X | X | X | n/a | n/a | n/a | n/a | n/a | n/a
FDI-0353 | LT1-31113-0729 |  | Installation of FDI LT1-31113-0729. ICC Add/Modify Blocks, Add/Modify Historian Database points., Update Group Points file. |  | Rev 2 | 11/2/2011, 12/7/2011,3/21/2012 | X | X | X | X | X | X | X | X | X | X | X | X | X | X | X | X | X | X | X | X | X | X | X | X | X | X | X | X | X | X | X | X | X | X | X | X | X | X | X | X | X | X | X | n/a | n/a | n/a | n/a | X | n/a | n/a | X | n/a | n/a | n/a | n/a | X | X | X | n/a | n/a | n/a | n/a | n/a | n/a | n/a | n/a | n/a | n/a | n/a | n/a | n/a | n/a | n/a | n/a | X | X | X | n/a | n/a | n/a | n/a | n/a | n/a
FDI-0354 | LT1-31113-0748 |  | Installation of FDI LT1-31113-0748. Add/Modify Blocks for ICC & MM updates. |  | Rev 0 | 2012-06-10 | n/a | n/a | n/a | n/a | n/a | n/a | n/a | n/a | n/a | n/a | n/a | n/a | n/a | n/a | n/a | n/a | n/a | n/a | n/a | n/a | n/a | n/a | n/a | n/a | n/a | n/a | n/a | n/a | n/a | n/a | n/a | n/a | n/a | n/a | n/a | n/a | n/a | n/a | n/a | n/a | n/a | n/a | X | n/a | n/a | n/a | n/a | n/a | n/a | n/a | n/a | n/a | n/a | n/a | n/a | n/a | n/a | n/a | n/a | n/a | n/a | n/a | n/a | n/a | X | X | n/a | n/a | n/a | n/a | n/a | n/a | n/a | n/a | n/a | n/a | n/a | n/a | n/a | n/a | n/a | n/a | n/a
FDI-0355 | LT1-31113-0755 |  | Installation of FDI LT1-31113-0755. Add/Modify Blocks for ICC. |  | Rev 2 | 11/7/2011, 10/22/2012 | n/a | n/a | n/a | n/a | n/a | n/a | n/a | n/a | n/a | n/a | n/a | n/a | n/a | n/a | n/a | n/a | n/a | n/a | n/a | n/a | n/a | n/a | n/a | n/a | n/a | n/a | n/a | n/a | n/a | n/a | n/a | n/a | n/a | n/a | n/a | n/a | n/a | n/a | n/a | X | n/a | n/a | n/a | n/a | n/a | n/a | n/a | n/a | n/a | n/a | n/a | n/a | n/a | n/a | n/a | n/a | n/a | n/a | n/a | n/a | n/a | n/a | n/a | n/a | n/a | n/a | n/a | n/a | n/a | n/a | n/a | n/a | n/a | n/a | n/a | n/a | n/a | n/a | n/a | n/a | n/a | n/a | n/a
FDI-0356 | LT1-31113-0758 |  | Installation of FDI LT1-31113-0758. ICC Add/Modify Blocks, Add/Modify Historian Database points., Update Group Points file. |  | Rev 0 | 2011-10-25 | X | X | X | X | X | X | X | X | X | X | X | X | X | X | X | X | X | X | X | X | X | X | X | X | X | X | X | X | X | X | X | X | X | X | X | X | X | X | X | X | X | X | X | n/a | X | X | n/a | n/a | n/a | n/a | n/a | n/a | n/a | n/a | n/a | X | X | X | n/a | n/a | n/a | n/a | n/a | n/a | n/a | n/a | n/a | n/a | n/a | n/a | n/a | n/a | n/a | n/a | X | X | X | n/a | n/a | n/a | n/a | n/a | n/a
FDI-0357 | LT1-31113-0725 |  | Installation of FDI LT1-31113-0725. ICC Add/Modify Blocks, Add/Modify Historian Database points., Update Group Points file, TDR Update, HSH Update. |  | Rev 2 | 12/7/2011, 5/18/2012 | X | X | X | X | X | X | X | X | X | X | X | X | X | X | X | X | X | X | X | X | X | X | X | X | X | X | X | X | X | X | X | X | X | X | X | X | X | X | X | X | X | X | X | n/a | n/a | n/a | X | n/a | n/a | n/a | n/a | n/a | X | n/a | n/a | X | X | X | n/a | n/a | n/a | X | X | n/a | n/a | n/a | n/a | n/a | n/a | n/a | n/a | n/a | n/a | n/a | X | X | X | n/a | n/a | n/a | n/a | n/a | n/a
FDI-0358 | LT1-31113-0809 |  | Installation of FDI LT1-31113-0809. Graphic Modifications |  | Rev 0 | 2011-10-13 | X | X | X | X | X | X | X | X | X | X | X | X | X | X | X | X | X | X | X | X | X | X | X | X | X | X | X | X | X | X | X | X | X | X | X | X | X | X | X | X | X | X | X | n/a | n/a | n/a | n/a | n/a | n/a | n/a | n/a | n/a | n/a | n/a | n/a | X | X | X | n/a | n/a | n/a | n/a | n/a | n/a | n/a | n/a | n/a | n/a | n/a | n/a | n/a | n/a | n/a | n/a | X | X | X | n/a | n/a | n/a | n/a | n/a | n/a
FDI-0359 | LT1-31113-0754 |  | Installation of FDI LT1-31113-0754. Add/Modify Blocks for ICC. |  | Rev 0 | 2011-09-13 | n/a | n/a | n/a | n/a | n/a | n/a | n/a | n/a | n/a | n/a | n/a | n/a | n/a | n/a | n/a | n/a | n/a | n/a | n/a | n/a | n/a | n/a | n/a | n/a | n/a | n/a | n/a | n/a | n/a | n/a | n/a | n/a | n/a | n/a | n/a | n/a | n/a | n/a | X | X | X | n/a | n/a | n/a | n/a | n/a | n/a | n/a | n/a | n/a | n/a | n/a | n/a | n/a | n/a | n/a | n/a | n/a | n/a | n/a | n/a | n/a | n/a | n/a | n/a | n/a | n/a | n/a | n/a | n/a | n/a | n/a | n/a | n/a | n/a | n/a | n/a | n/a | n/a | n/a | n/a | n/a | n/a
FDI-0360 | LT1-31113-0801 |  | Installation of FDI LT1-31113-0801. Graphic Modifications |  | Rev 0 | 2011-10-13 | X | X | X | X | X | X | X | X | X | X | X | X | X | X | X | X | X | X | X | X | X | X | X | X | X | X | X | X | X | X | X | X | X | X | X | X | X | X | X | X | X | X | X | n/a | n/a | n/a | n/a | n/a | n/a | n/a | n/a | n/a | n/a | n/a | n/a | X | X | X | n/a | n/a | n/a | n/a | n/a | n/a | n/a | n/a | n/a | n/a | n/a | n/a | n/a | n/a | n/a | n/a | X | X | X | n/a | n/a | n/a | n/a | n/a | n/a
FDI-0361 | LT1-31113-0811 |  | Installation of FDI LT1-31113-0811. Add/Modify Blocks for ICC. |  | Rev 0 | 2011-10-13 | n/a | n/a | n/a | n/a | n/a | n/a | n/a | n/a | n/a | n/a | n/a | n/a | n/a | n/a | n/a | n/a | n/a | n/a | n/a | n/a | n/a | n/a | n/a | n/a | n/a | n/a | n/a | n/a | n/a | n/a | n/a | n/a | n/a | n/a | n/a | n/a | n/a | n/a | n/a | n/a | n/a | n/a | X | n/a | n/a | n/a | n/a | n/a | n/a | n/a | n/a | n/a | n/a | n/a | n/a | n/a | n/a | n/a | n/a | n/a | n/a | n/a | n/a | n/a | n/a | n/a | n/a | n/a | n/a | n/a | n/a | n/a | n/a | n/a | n/a | n/a | n/a | n/a | n/a | n/a | n/a | n/a | n/a
FDI-0362 | LT1-31113-0835 |  | Installation of FDI LT1-31113-0835. Add/Modify Blocks for ICC. Modify FDSI MRBM |  | Rev 0 | 2011-10-25 | n/a | n/a | n/a | n/a | n/a | n/a | n/a | n/a | n/a | n/a | n/a | n/a | n/a | n/a | n/a | n/a | n/a | n/a | n/a | n/a | n/a | n/a | n/a | n/a | n/a | n/a | n/a | n/a | n/a | n/a | n/a | n/a | n/a | n/a | n/a | n/a | n/a | n/a | n/a | n/a | n/a | X | n/a | n/a | n/a | n/a | n/a | n/a | n/a | n/a | n/a | n/a | n/a | n/a | n/a | n/a | n/a | n/a | n/a | n/a | n/a | n/a | n/a | n/a | n/a | n/a | n/a | n/a | n/a | n/a | n/a | n/a | n/a | n/a | n/a | n/a | n/a | n/a | n/a | n/a | n/a | n/a | n/a
FDI-0363 | LT1-31113-0841 |  | Installation of FDI LT1-31113-0841. Add/Modify Blocks for ICC. |  | Rev 0 | 2011-10-13 | n/a | n/a | n/a | n/a | n/a | n/a | n/a | n/a | n/a | n/a | n/a | n/a | n/a | n/a | n/a | n/a | n/a | n/a | n/a | n/a | n/a | n/a | n/a | n/a | n/a | n/a | n/a | n/a | n/a | n/a | n/a | n/a | n/a | n/a | n/a | n/a | n/a | n/a | n/a | X | n/a | n/a | n/a | n/a | n/a | n/a | n/a | n/a | n/a | n/a | n/a | n/a | n/a | n/a | n/a | n/a | n/a | n/a | n/a | n/a | n/a | n/a | n/a | n/a | n/a | n/a | n/a | n/a | n/a | n/a | n/a | n/a | n/a | n/a | n/a | n/a | n/a | n/a | n/a | n/a | n/a | n/a | n/a
FDI-0364 | LT1-31113-0770 |  | Installation of FDI LT1-31113-0770. Add/Modify Blocks for ICC. |  | Rev 1 | 2011-10-25 | n/a | n/a | n/a | n/a | n/a | n/a | n/a | n/a | n/a | n/a | n/a | n/a | n/a | n/a | n/a | n/a | n/a | n/a | n/a | n/a | n/a | n/a | n/a | n/a | n/a | n/a | n/a | n/a | n/a | n/a | n/a | n/a | n/a | n/a | n/a | n/a | n/a | n/a | n/a | X | X | n/a | n/a | n/a | n/a | n/a | n/a | n/a | n/a | n/a | n/a | n/a | n/a | n/a | n/a | n/a | n/a | n/a | n/a | n/a | n/a | n/a | n/a | n/a | n/a | n/a | n/a | n/a | n/a | n/a | n/a | n/a | n/a | n/a | n/a | n/a | n/a | n/a | n/a | n/a | n/a | n/a | n/a
FDI-0365 | LT1-31113-0847 |  | Installation of FDI LT1-31113-0847. Add/Modify Blocks for ICC. |  | Rev 0 | 2011-10-28 | n/a | n/a | n/a | n/a | n/a | n/a | n/a | n/a | n/a | n/a | n/a | n/a | n/a | n/a | n/a | n/a | n/a | n/a | n/a | n/a | n/a | n/a | n/a | n/a | n/a | n/a | n/a | n/a | n/a | n/a | n/a | n/a | n/a | n/a | n/a | n/a | n/a | n/a | n/a | n/a | X | n/a | X | n/a | n/a | n/a | n/a | n/a | n/a | n/a | n/a | n/a | n/a | n/a | n/a | n/a | n/a | n/a | n/a | n/a | n/a | n/a | n/a | n/a | n/a | n/a | n/a | n/a | n/a | n/a | n/a | n/a | n/a | n/a | n/a | n/a | n/a | n/a | n/a | n/a | n/a | n/a | n/a
FDI-0366 | LT1-31113-0827 |  | Installation of FDI LT1-31113-0827. ICC Add/Modify Blocks, Graphic Modifications. Add/Modify Historian Database points., Update Group Points file. |  | Rev 1 | 10/19/2011, 11/28/2011 | X | X | X | X | X | X | X | X | X | X | X | X | X | X | X | X | X | X | X | X | X | X | X | X | X | X | X | X | X | X | X | X | X | X | X | X | X | X | X | X | X | X | X | n/a | n/a | n/a | X | n/a | n/a | n/a | n/a | n/a | n/a | n/a | n/a | X | X | X | n/a | n/a | n/a | n/a | n/a | n/a | n/a | n/a | n/a | n/a | n/a | n/a | n/a | n/a | n/a | n/a | X | X | X | n/a | n/a | n/a | n/a | n/a | n/a
FDI-0367 | LT1-31113-0816 |  | Installation of FDI LT1-31113-0816. ICC Add/Modify Blocks, Graphic Modifications. Add/Modify Historian Database points., Update Group Points file Add/Modify MM Point. |  | Rev 0 | 10/19/2011, 12/22/2011 | X | X | X | X | X | X | X | X | X | X | X | X | X | X | X | X | X | X | X | X | X | X | X | X | X | X | X | X | X | X | X | X | X | X | X | X | X | X | X | X | X | X | X | n/a | n/a | n/a | n/a | X | n/a | n/a | n/a | n/a | n/a | n/a | n/a | X | X | X | n/a | n/a | n/a | n/a | n/a | n/a | X | X | n/a | n/a | n/a | n/a | n/a | n/a | n/a | n/a | X | X | X | n/a | n/a | n/a | n/a | n/a | n/a
FDI-0368 | LT1-31113-0776 |  | Installation of FDI LT1-31113-0776. ICC Add/Modify Blocks, Add/Modify Historian Database points., Update Group Points file. |  | Rev 0 | 2011-11-07 | X | X | X | X | X | X | X | X | X | X | X | X | X | X | X | X | X | X | X | X | X | X | X | X | X | X | X | X | X | X | X | X | X | X | X | X | X | X | X | X | X | X | X | n/a | n/a | X | n/a | n/a | n/a | n/a | n/a | n/a | n/a | n/a | n/a | X | X | X | n/a | n/a | n/a | n/a | n/a | n/a | n/a | n/a | n/a | n/a | n/a | n/a | n/a | n/a | n/a | n/a | X | X | X | n/a | n/a | n/a | n/a | n/a | n/a
FDI-0369 | LT1-31113-0794 |  | Installation of FDI LT1-31113-0794. ICC Add/Modify Blocks, Add/Modify Historian Database points., Update Group Points file Add SOE point, Add HSH Point.. |  | Rev 1 | 2011-11-07 | X | X | X | X | X | X | X | X | X | X | X | X | X | X | X | X | X | X | X | X | X | X | X | X | X | X | X | X | X | X | X | X | X | X | X | X | X | X | X | X | X | X | X | n/a | n/a | n/a | n/a | n/a | X | n/a | n/a | n/a | n/a | n/a | n/a | X | X | X | n/a | n/a | n/a | X | X | n/a | n/a | n/a | n/a | n/a | n/a | n/a | n/a | n/a | n/a | n/a | X | X | X | n/a | n/a | n/a | n/a | n/a | n/a
FDI-0370 | LT1-31113-0838 |  | Installation of FDI LT1-31113-0838. Graphic Modifications |  | Rev 0 | 2011-10-13 | X | X | X | X | X | X | X | X | X | X | X | X | X | X | X | X | X | X | X | X | X | X | X | X | X | X | X | X | X | X | X | X | X | X | X | X | X | X | X | X | X | X | X | n/a | n/a | n/a | n/a | n/a | n/a | n/a | n/a | n/a | n/a | n/a | n/a | X | X | X | n/a | n/a | n/a | n/a | n/a | n/a | n/a | n/a | n/a | n/a | n/a | n/a | n/a | n/a | n/a | n/a | X | X | X | n/a | n/a | n/a | n/a | n/a | n/a
FDI-0371 | LT1-31113-0780 |  | Installation of FDI LT1-31113-0780. ICC Add/Modify Blocks. |  | Rev 1 | 2011-11-18 | n/a | n/a | n/a | n/a | n/a | n/a | n/a | n/a | n/a | n/a | n/a | n/a | n/a | n/a | n/a | n/a | n/a | n/a | n/a | n/a | n/a | n/a | n/a | n/a | n/a | n/a | n/a | n/a | n/a | n/a | X | n/a | n/a | n/a | n/a | n/a | n/a | X | X | X | X | X | X | n/a | n/a | n/a | n/a | n/a | n/a | n/a | n/a | n/a | n/a | n/a | n/a | n/a | n/a | n/a | n/a | n/a | n/a | n/a | n/a | n/a | n/a | n/a | n/a | n/a | n/a | n/a | n/a | n/a | n/a | n/a | n/a | n/a | n/a | n/a | n/a | n/a | n/a | n/a | n/a
FDI-0372 | LT1-31113-0837 |  | Installation of FDI LT1-31113-0837. ICC Add/Modify Blocks, Graphic Modifications. Add/Modify Historian Database points., Update Group Points file Add/Modify MM Point. |  | Rev 0 | 2011-12-15 | X | X | X | X | X | X | X | X | X | X | X | X | X | X | X | X | X | X | X | X | X | X | X | X | X | X | X | X | X | X | X | X | X | X | X | X | X | X | X | X | X | X | X | n/a | n/a | n/a | n/a | n/a | n/a | n/a | n/a | n/a | X | n/a | n/a | X | X | X | n/a | n/a | n/a | n/a | n/a | n/a | X | X | n/a | n/a | n/a | n/a | n/a | n/a | n/a | n/a | X | X | X | n/a | n/a | n/a | n/a | n/a | n/a
FDI-0373 | LT1-31113-0791 |  | Installation of FDI LT1-31113-0791. ICC Add/Modify Blocks, Add/Modify Historian Database points., Update Group Points file. |  | Rev 0 | 2011-12-05 | X | X | X | X | X | X | X | X | X | X | X | X | X | X | X | X | X | X | X | X | X | X | X | X | X | X | X | X | X | X | X | X | X | X | X | X | X | X | X | X | X | X | X | n/a | n/a | X | n/a | n/a | n/a | n/a | n/a | n/a | X | n/a | n/a | X | X | X | n/a | n/a | n/a | n/a | n/a | n/a | n/a | n/a | n/a | n/a | n/a | n/a | n/a | n/a | n/a | n/a | X | X | X | n/a | n/a | n/a | n/a | n/a | n/a
FDI-0374 | LT1-31113-0808 |  | Installation of FDI LT1-31113-0808. Graphic Modifications |  | Rev 0 | 2011-10-19 | X | X | X | X | X | X | X | X | X | X | X | X | X | X | X | X | X | X | X | X | X | X | X | X | X | X | X | X | X | X | X | X | X | X | X | X | X | X | X | X | X | X | X | n/a | n/a | n/a | n/a | n/a | n/a | n/a | n/a | n/a | n/a | n/a | n/a | X | X | X | n/a | n/a | n/a | n/a | n/a | n/a | n/a | n/a | n/a | n/a | n/a | n/a | n/a | n/a | n/a | n/a | X | X | X | n/a | n/a | n/a | n/a | n/a | n/a
FDI-0375 | LT1-31113-0810 |  | Installation of FDI LT1-31113-0810. Graphic Modifications |  | Rev 0 | 2011-10-28 | X | X | X | X | X | X | X | X | X | X | X | X | X | X | X | X | X | X | X | X | X | X | X | X | X | X | X | X | X | X | X | X | X | X | X | X | X | X | X | X | X | X | X | n/a | n/a | n/a | n/a | n/a | n/a | n/a | n/a | n/a | n/a | n/a | n/a | X | X | X | n/a | n/a | n/a | n/a | n/a | n/a | n/a | n/a | n/a | n/a | n/a | n/a | n/a | n/a | n/a | n/a | X | X | X | n/a | n/a | n/a | n/a | n/a | n/a
FDI-0376 | LT1-31113-0925 |  | Installation of FDI LT1-31113-0925. ICC Add/Modify Blocks, Graphic Modifications. Add/Modify Historian Database points., Update Group Points file. |  | Rev 2 | 1/20/2012, 5/22/2012, 8/25/2012 | X | X | X | X | X | X | X | X | X | X | X | X | X | X | X | X | X | X | X | X | X | X | X | X | X | X | X | X | X | X | X | X | X | X | X | X | X | X | X | X | X | X | X | n/a | n/a | n/a | n/a | n/a | n/a | n/a | n/a | n/a | X | n/a | n/a | X | X | X | n/a | n/a | n/a | n/a | n/a | n/a | n/a | n/a | n/a | n/a | n/a | n/a | n/a | n/a | n/a | n/a | X | X | X | n/a | n/a | n/a | n/a | n/a | n/a
FDI-0377 | LT1-31113-0844 |  | Installation of FDI LT1-31113-0844. Graphic Modifications |  | Rev 0 | 2011-10-19 | X | X | X | X | X | X | X | X | X | X | X | X | X | X | X | X | X | X | X | X | X | X | X | X | X | X | X | X | X | X | X | X | X | X | X | X | X | X | X | X | X | X | X | n/a | n/a | n/a | n/a | n/a | n/a | n/a | n/a | n/a | n/a | n/a | n/a | X | X | X | n/a | n/a | n/a | n/a | n/a | n/a | n/a | n/a | n/a | n/a | n/a | n/a | n/a | n/a | n/a | n/a | X | X | X | n/a | n/a | n/a | n/a | n/a | n/a
FDI-0378 | LT1-31113-0854 |  | Installation of FDI LT1-31113-0854. Graphic Modifications |  | Rev 0 | 10/19/2011, 6/18/2012 | X | X | X | X | X | X | X | X | X | X | X | X | X | X | X | X | X | X | X | X | X | X | X | X | X | X | X | X | X | X | X | X | X | X | X | X | X | X | X | X | X | X | X | n/a | n/a | n/a | n/a | n/a | n/a | n/a | n/a | n/a | n/a | n/a | n/a | X | X | X | n/a | n/a | n/a | n/a | n/a | n/a | n/a | n/a | n/a | n/a | n/a | n/a | n/a | n/a | n/a | n/a | X | X | X | n/a | n/a | n/a | n/a | n/a | n/a
FDI-0379 | LT1-31113-0762 |  | Installation of FDI LT1-31113-0762. ICC Add/Modify Blocks, Modify Graphics. |  | Rev 0 | 2011-10-25 | X | X | X | X | X | X | X | X | X | X | X | X | X | X | X | X | X | X | X | X | X | X | X | X | X | X | X | X | X | X | X | X | X | X | X | X | X | X | X | X | X | X | X | n/a | n/a | n/a | n/a | n/a | n/a | n/a | n/a | n/a | n/a | n/a | n/a | X | X | X | n/a | n/a | n/a | n/a | n/a | n/a | n/a | n/a | n/a | n/a | n/a | n/a | n/a | n/a | n/a | n/a | X | X | X | n/a | n/a | n/a | n/a | n/a | n/a
FDI-0380 | LT1-31113-0800 |  | Installation of FDI LT1-31113-0800. ICC Add/Modify Blocks, Modify Graphics. |  | Rev 3 | 2/17/2012, 3/30/2012 | X | X | X | X | X | X | X | X | X | X | X | X | X | X | X | X | X | X | X | X | X | X | X | X | X | X | X | X | X | X | X | X | X | X | X | X | X | X | X | X | X | X | X | n/a | n/a | n/a | n/a | n/a | n/a | n/a | n/a | n/a | n/a | n/a | n/a | X | X | X | n/a | n/a | n/a | n/a | n/a | n/a | n/a | n/a | n/a | n/a | n/a | n/a | n/a | n/a | n/a | n/a | X | X | X | n/a | n/a | n/a | n/a | n/a | n/a
FDI-0381 | LT1-31113-0826 |  | Installation of FDI LT1-31113-0826. ICC Add/Modify Blocks. |  | Rev 0 | 2011-10-28 | n/a | n/a | n/a | n/a | n/a | n/a | n/a | n/a | n/a | n/a | n/a | n/a | n/a | n/a | n/a | n/a | n/a | n/a | n/a | n/a | n/a | n/a | n/a | n/a | n/a | n/a | n/a | n/a | n/a | n/a | n/a | n/a | n/a | n/a | n/a | n/a | n/a | n/a | n/a | X | n/a | n/a | n/a | n/a | n/a | n/a | n/a | n/a | n/a | n/a | n/a | n/a | n/a | n/a | n/a | n/a | n/a | n/a | n/a | n/a | n/a | n/a | n/a | n/a | n/a | n/a | n/a | n/a | n/a | n/a | n/a | n/a | n/a | n/a | n/a | n/a | n/a | n/a | n/a | n/a | n/a | n/a | n/a
FDI-0382 | LT1-31113-0842 |  | Installation of FDI LT1-31113-0842 Re-installing OLPS Software |  | Rev 1 | 2011-12-07 | X | X | X | X | X | X | X | X | X | X | X | X | X | X | X | X | X | X | X | X | X | X | X | X | X | X | X | X | X | X | X | n/a | X | X | X | X | X | X | X | X | X | X | X | n/a | n/a | n/a | n/a | n/a | n/a | n/a | n/a | n/a | n/a | n/a | n/a | X | X | X | n/a | n/a | n/a | n/a | n/a | n/a | n/a | n/a | n/a | n/a | n/a | n/a | n/a | n/a | n/a | n/a | X | X | X | n/a | n/a | n/a | n/a | n/a | n/a
FDI-0383 | LT1-31113-0823 |  | Installation of FDI LT1-31113-0823 Installation of The Transient Recording and Analysis Software. This update will enhance the Transient Recording and Analysis version 2.1.697. This software update patch was generated to correct known issues and introduce new features. |  | Rev 0 | 2011-11-02 | X | X | X | X | X | X | X | X | X | X | X | X | X | X | X | X | X | X | X | X | X | X | X | X | X | X | X | X | X | X | X | X | X | X | X | X | X | X | X | X | X | X | X | X | X | X | X | X | X | X | X | X | X | X | X | X | X | X | n/a | n/a | n/a | X | X | n/a | n/a | n/a | n/a | n/a | n/a | n/a | n/a | n/a | n/a | n/a | X | X | X | n/a | n/a | n/a | n/a | n/a | n/a
FDI-0384 | LT1-31113-0857 |  | Installation of FDI LT1-31113-0857. ICC Add/Modify Blocks. |  | Rev 0 | 2011-11-07 | n/a | n/a | n/a | n/a | n/a | n/a | n/a | n/a | n/a | n/a | n/a | n/a | n/a | n/a | n/a | n/a | n/a | n/a | n/a | n/a | n/a | n/a | n/a | n/a | n/a | n/a | n/a | n/a | n/a | n/a | n/a | n/a | n/a | n/a | n/a | n/a | n/a | n/a | n/a | X | n/a | n/a | n/a | n/a | n/a | n/a | n/a | n/a | n/a | n/a | n/a | n/a | n/a | n/a | n/a | n/a | n/a | n/a | n/a | n/a | n/a | n/a | n/a | n/a | n/a | n/a | n/a | n/a | n/a | n/a | n/a | n/a | n/a | n/a | n/a | n/a | n/a | n/a | n/a | n/a | n/a | n/a | n/a
FDI-0385 | LT1-31113-0863 |  | Installation of FDI LT1-31113-0863. Graphic Modifications |  | Rev 0 | 2011-10-28 | X | X | X | X | X | X | X | X | X | X | X | X | X | X | X | X | X | X | X | X | X | X | X | X | X | X | X | X | X | X | X | X | X | X | X | X | X | X | X | X | X | X | X | n/a | n/a | n/a | n/a | n/a | n/a | n/a | n/a | n/a | n/a | n/a | n/a | X | X | X | n/a | n/a | n/a | n/a | n/a | n/a | n/a | n/a | n/a | n/a | n/a | n/a | n/a | n/a | n/a | n/a | X | X | X | n/a | n/a | n/a | n/a | n/a | n/a
FDI-0386 | LT1-31113-0898 |  | Installation of FDI LT1-31113-0898. ICC Add/Modify Blocks, Add/Modify Historian Database points., Update Group Points file. |  | Rev 2 | 12/5/2011, 1/10/2012, 3/16/2012 | X | X | X | X | X | X | X | X | X | X | X | X | X | X | X | X | X | X | X | X | X | X | X | X | X | X | X | X | X | X | X | X | X | X | X | X | X | X | X | X | X | X | X | n/a | X | X | X | n/a | n/a | n/a | n/a | n/a | n/a | n/a | n/a | X | X | X | n/a | n/a | n/a | n/a | n/a | n/a | n/a | n/a | n/a | n/a | n/a | n/a | n/a | n/a | n/a | n/a | X | X | X | n/a | n/a | n/a | n/a | n/a | n/a
FDI-0387 | LT1-31113-0875 |  | Installation of FDI LT1-31113-0875. ICC Add/Modify Blocks, Add/Modify Historian Database points., Update Group Points file. |  | Rev 0 | 2011-11-02 | X | X | X | X | X | X | X | X | X | X | X | X | X | X | X | X | X | X | X | X | X | X | X | X | X | X | X | X | X | X | X | X | X | X | X | X | X | X | X | X | X | X | X | n/a | X | n/a | n/a | n/a | n/a | n/a | n/a | n/a | n/a | n/a | n/a | X | X | X | n/a | n/a | n/a | n/a | n/a | n/a | n/a | n/a | n/a | n/a | n/a | n/a | n/a | n/a | n/a | n/a | X | X | X | n/a | n/a | n/a | n/a | n/a | n/a
FDI-0388 | LT1-31113-0856 |  | Installation of FDI LT1-31113-0856. Graphic Modifications |  | Rev 0 | 2011-10-28 | X | X | X | X | X | X | X | X | X | X | X | X | X | X | X | X | X | X | X | X | X | X | X | X | X | X | X | X | X | X | X | X | X | X | X | X | X | X | X | X | X | X | X | n/a | n/a | n/a | n/a | n/a | n/a | n/a | n/a | n/a | n/a | n/a | n/a | X | X | X | n/a | n/a | n/a | n/a | n/a | n/a | n/a | n/a | n/a | n/a | n/a | n/a | n/a | n/a | n/a | n/a | X | X | X | n/a | n/a | n/a | n/a | n/a | n/a
FDI-0389 | LT1-31113-0866 |  | Installation of FDI LT1-31113-0866. Graphic Modifications |  | Rev 0 | 2011-10-28 | X | X | X | X | X | X | X | X | X | X | X | X | X | X | X | X | X | X | X | X | X | X | X | X | X | X | X | X | X | X | X | X | X | X | X | X | X | X | X | X | X | X | X | n/a | n/a | n/a | n/a | n/a | n/a | n/a | n/a | n/a | n/a | n/a | n/a | X | X | X | n/a | n/a | n/a | n/a | n/a | n/a | n/a | n/a | n/a | n/a | n/a | n/a | n/a | n/a | n/a | n/a | X | X | X | n/a | n/a | n/a | n/a | n/a | n/a
FDI-0390 | LT1-31113-0831 |  | Installation of FDI LT1-31113-0831. Graphic Modifications |  | Rev 0 | 2011-10-28 | X | X | X | X | X | X | X | X | X | X | X | X | X | X | X | X | X | X | X | X | X | X | X | X | X | X | X | X | X | X | X | X | X | X | X | X | X | X | X | X | X | X | X | n/a | n/a | n/a | n/a | n/a | n/a | n/a | n/a | n/a | n/a | n/a | n/a | X | X | X | n/a | n/a | n/a | n/a | n/a | n/a | n/a | n/a | n/a | n/a | n/a | n/a | n/a | n/a | n/a | n/a | X | X | X | n/a | n/a | n/a | n/a | n/a | n/a
FDI-0391 | LT1-31113-0872 |  | Installation of FDI LT1-31113-0872. ICC Add/Modify Blocks, Add/Modify Historian Database points., Update Group Points file. |  | Rev 0 | 2011-11-07 | X | X | X | X | X | X | X | X | X | X | X | X | X | X | X | X | X | X | X | X | X | X | X | X | X | X | X | X | X | X | X | X | X | X | X | X | X | X | X | X | X | X | X | n/a | n/a | n/a | n/a | n/a | n/a | n/a | n/a | n/a | X | n/a | n/a | X | X | X | n/a | n/a | n/a | n/a | n/a | n/a | n/a | n/a | n/a | n/a | n/a | n/a | n/a | n/a | n/a | n/a | X | X | X | n/a | n/a | n/a | n/a | n/a | n/a
FDI-0392 | LT1-31113-0879 |  | Installation of FDI LT1-31113-0879. ICC Add/Modify Blocks, Add/Modify Historian Database points., Update Group Points file. |  | Rev 0 | 2011-12-22 | X | X | X | X | X | X | X | X | X | X | X | X | X | X | X | X | X | X | X | X | X | X | X | X | X | X | X | X | X | X | X | X | X | X | X | X | X | X | X | X | X | X | X | n/a | n/a | n/a | n/a | n/a | X | n/a | X | n/a | n/a | n/a | n/a | X | X | X | n/a | n/a | n/a | n/a | n/a | n/a | n/a | n/a | n/a | n/a | n/a | n/a | n/a | n/a | n/a | n/a | X | X | X | n/a | n/a | n/a | n/a | n/a | n/a
FDI-0393 | LT1-31113-0853 |  | Installation of FDI LT1-31113-0853. ICC Add/Modify Blocks, Update FDSI files. |  | Rev 0 | 2011-12-15 | n/a | n/a | n/a | n/a | n/a | n/a | n/a | n/a | n/a | n/a | n/a | n/a | n/a | n/a | n/a | n/a | n/a | n/a | n/a | n/a | n/a | n/a | n/a | n/a | n/a | n/a | n/a | n/a | n/a | n/a | n/a | n/a | n/a | n/a | n/a | n/a | n/a | n/a | X | n/a | n/a | X | n/a | n/a | n/a | n/a | n/a | n/a | n/a | n/a | n/a | n/a | n/a | n/a | n/a | n/a | n/a | n/a | n/a | n/a | n/a | n/a | n/a | n/a | n/a | n/a | n/a | n/a | n/a | n/a | n/a | n/a | n/a | n/a | n/a | n/a | n/a | n/a | n/a | n/a | n/a | n/a | n/a
FDI-0394 | LT1-31113-0886 |  | Installation of FDI LT1-31113-0886. ICC Add/Modify Blocks, Modify Graphics. |  | Rev 0 | 2011-11-07 | X | X | X | X | X | X | X | X | X | X | X | X | X | X | X | X | X | X | X | X | X | X | X | X | X | X | X | X | X | X | X | X | X | X | X | X | X | X | X | X | X | X | X | n/a | n/a | n/a | n/a | n/a | n/a | n/a | n/a | n/a | n/a | n/a | n/a | X | X | X | n/a | n/a | n/a | n/a | n/a | n/a | n/a | n/a | n/a | n/a | n/a | n/a | n/a | n/a | n/a | n/a | X | X | X | n/a | n/a | n/a | n/a | n/a | n/a
FDI-0395 | LT1-31113-0869 |  | Installation of FDI LT1-31113-0869. ICC Add/Modify Blocks, Add/Modify Historian Database points., Update Group Points file. |  | Rev 0 | 2011-11-07 | X | X | X | X | X | X | X | X | X | X | X | X | X | X | X | X | X | X | X | X | X | X | X | X | X | X | X | X | X | X | X | X | X | X | X | X | X | X | X | X | X | X | X | n/a | n/a | n/a | X | n/a | n/a | n/a | n/a | n/a | n/a | n/a | n/a | X | X | X | n/a | n/a | n/a | n/a | n/a | n/a | n/a | n/a | n/a | n/a | n/a | n/a | n/a | n/a | n/a | n/a | X | X | X | n/a | n/a | n/a | n/a | n/a | n/a
FDI-0396 | LT1-31113-0824 |  | Installation of FDI LT1-31113-0824. ICC Add/Modify Blocks, Add/Modify Historian Database points., Update Group Points file. |  | Rev 1 | 11/2/2011, 11/28/2011 | X | X | X | X | X | X | X | X | X | X | X | X | X | X | X | X | X | X | X | X | X | X | X | X | X | X | X | X | X | X | X | X | X | X | X | X | X | X | X | X | X | X | X | n/a | n/a | n/a | n/a | n/a | n/a | n/a | X | n/a | n/a | n/a | n/a | X | X | X | n/a | n/a | n/a | n/a | n/a | n/a | n/a | n/a | n/a | n/a | n/a | n/a | n/a | n/a | n/a | n/a | X | X | X | n/a | n/a | n/a | n/a | n/a | n/a
FDI-0397 | LT1-31113-0813 |  | Installation of FDI LT1-31113-0813. Add/Modify Blocks for ICC. |  | Rev 0 | 2011-11-07 | n/a | n/a | n/a | n/a | n/a | n/a | n/a | n/a | n/a | n/a | n/a | n/a | n/a | n/a | n/a | n/a | n/a | n/a | n/a | n/a | n/a | n/a | n/a | n/a | n/a | n/a | n/a | n/a | n/a | n/a | n/a | n/a | n/a | n/a | n/a | n/a | n/a | n/a | n/a | n/a | X | X | X | n/a | n/a | n/a | n/a | n/a | n/a | n/a | n/a | n/a | n/a | n/a | n/a | n/a | n/a | n/a | n/a | n/a | n/a | n/a | n/a | n/a | n/a | n/a | n/a | n/a | n/a | n/a | n/a | n/a | n/a | n/a | n/a | n/a | n/a | n/a | n/a | n/a | n/a | n/a | n/a
FDI-0398 | LT1-31113-0821 |  | Installation of FDI LT1-31113-0821. ICC Add/Modify Blocks, Add/Modify Historian Database points., Update Group Points file. Update FDSI files, MM update. |  | Rev 2 | 2012-03-26 | X | X | X | X | X | X | X | X | X | X | X | X | X | X | X | X | X | X | X | X | X | X | X | X | X | X | X | X | X | X | X | X | X | X | X | X | X | X | X | X | X | X | X | n/a | n/a | n/a | n/a | X | n/a | n/a | n/a | n/a | n/a | n/a | n/a | X | X | X | n/a | n/a | n/a | n/a | n/a | n/a | X | X | n/a | n/a | n/a | n/a | n/a | n/a | n/a | n/a | X | X | X | n/a | n/a | n/a | n/a | n/a | n/a
FDI-0399 | LT1-31113-0850 |  | Installation of FDI LT1-31113-0850. ICC Add/Modify Blocks, Add/Modify Historian Database points., Update Group Points file. |  | Rev 0 | 2011-11-02 | X | X | X | X | X | X | X | X | X | X | X | X | X | X | X | X | X | X | X | X | X | X | X | X | X | X | X | X | X | X | X | X | X | X | X | X | X | X | X | X | X | X | X | n/a | X | n/a | n/a | n/a | n/a | n/a | n/a | n/a | n/a | n/a | n/a | X | X | X | n/a | n/a | n/a | n/a | n/a | n/a | n/a | n/a | n/a | n/a | n/a | n/a | n/a | n/a | n/a | n/a | X | X | X | n/a | n/a | n/a | n/a | n/a | n/a
FDI-0400 | LT1-31113-0864 |  | Installation of FDI LT1-31113-0864. Graphic Modifications |  | Rev 0 | 2011-11-02 | X | X | X | X | X | X | X | X | X | X | X | X | X | X | X | X | X | X | X | X | X | X | X | X | X | X | X | X | X | X | X | X | X | X | X | X | X | X | X | X | X | X | X | n/a | n/a | n/a | n/a | n/a | n/a | n/a | n/a | n/a | n/a | n/a | n/a | X | X | X | n/a | n/a | n/a | n/a | n/a | n/a | n/a | n/a | n/a | n/a | n/a | n/a | n/a | n/a | n/a | n/a | X | X | X | n/a | n/a | n/a | n/a | n/a | n/a
FDI-0401 | LT1-31113-0887 |  | Installation of FDI LT1-31113-0887. ICC Add/Modify Blocks, Add/Modify Historian Database points., Update Group Points file. |  | Rev 0 | 2011-12-22 | X | X | X | X | X | X | X | X | X | X | X | X | X | X | X | X | X | X | X | X | X | X | X | X | X | X | X | X | X | X | X | X | X | X | X | X | X | X | X | X | X | X | X | n/a | n/a | X | n/a | n/a | n/a | n/a | n/a | n/a | n/a | n/a | n/a | X | X | X | n/a | n/a | n/a | n/a | n/a | n/a | n/a | n/a | n/a | n/a | n/a | n/a | n/a | n/a | n/a | n/a | X | X | X | n/a | n/a | n/a | n/a | n/a | n/a
FDI-0402 | LT1-31113-0619 |  | Installation of FDI LT1-31113-0619. ICC Add/Modify Blocks, Add/Modify Historian Database points., Update Group Points file. |  | Rev 1 | 2012-10-11 | X | X | X | X | X | X | X | X | X | X | X | X | X | X | X | X | X | X | X | X | X | X | X | X | X | X | X | X | X | X | X | X | X | X | X | X | X | X | X | X | X | X | X | n/a | n/a | n/a | n/a | X | X | n/a | n/a | n/a | n/a | n/a | n/a | X | X | X | n/a | n/a | n/a | n/a | n/a | n/a | n/a | n/a | n/a | n/a | n/a | n/a | n/a | n/a | n/a | n/a | X | X | X | n/a | n/a | n/a | n/a | n/a | n/a
FDI-0403 | LT1-31113-0840 |  | Installation of FDI LT1-31113-0840. Add/Modify Blocks for ICC. |  | Rev 0 | 2011-11-18 | n/a | n/a | n/a | n/a | n/a | n/a | n/a | n/a | n/a | n/a | n/a | n/a | n/a | n/a | n/a | n/a | n/a | n/a | n/a | n/a | n/a | n/a | n/a | n/a | n/a | n/a | n/a | n/a | n/a | n/a | n/a | n/a | n/a | n/a | n/a | n/a | n/a | n/a | n/a | n/a | n/a | X | n/a | n/a | n/a | n/a | n/a | n/a | n/a | n/a | n/a | n/a | n/a | n/a | n/a | n/a | n/a | n/a | n/a | n/a | n/a | n/a | n/a | n/a | n/a | n/a | n/a | n/a | n/a | n/a | n/a | n/a | n/a | n/a | n/a | n/a | n/a | n/a | n/a | n/a | n/a | n/a | n/a
FDI-0404 | LT1-31113-0860 |  | Installation of FDI LT1-31113-0860. Graphic Modifications |  | Rev 0 | 2011-11-18 | X | X | X | X | X | X | X | X | X | X | X | X | X | X | X | X | X | X | X | X | X | X | X | X | X | X | X | X | X | X | X | X | X | X | X | X | X | X | X | X | X | X | X | n/a | n/a | n/a | n/a | n/a | n/a | n/a | n/a | n/a | n/a | n/a | n/a | X | X | X | n/a | n/a | n/a | n/a | n/a | n/a | n/a | n/a | n/a | n/a | n/a | n/a | n/a | n/a | n/a | n/a | X | X | X | n/a | n/a | n/a | n/a | n/a | n/a
FDI-0405 | LT1-31113-0915 |  | Installation of FDI LT1-31113-0915. Graphic Modifications |  | Rev 1 | 2011-11-28 | X | X | X | X | X | X | X | X | X | X | X | X | X | X | X | X | X | X | X | X | X | X | X | X | X | X | X | X | X | X | X | X | X | X | X | X | X | X | X | X | X | X | X | n/a | n/a | n/a | n/a | n/a | n/a | n/a | n/a | n/a | n/a | n/a | n/a | X | X | X | n/a | n/a | n/a | n/a | n/a | n/a | n/a | n/a | n/a | n/a | n/a | n/a | n/a | n/a | n/a | n/a | X | X | X | n/a | n/a | n/a | n/a | n/a | n/a
FDI-0406 | LT1-31113-0890 |  | Installation of FDI LT1-31113-0890. Graphic Modifications |  | Rev 0 | 2011-12-15 | X | X | X | X | X | X | X | X | X | X | X | X | X | X | X | X | X | X | X | X | X | X | X | X | X | X | X | X | X | X | X | X | X | X | X | X | X | X | X | X | X | X | X | n/a | n/a | n/a | n/a | n/a | n/a | n/a | n/a | n/a | n/a | n/a | n/a | X | X | X | n/a | n/a | n/a | n/a | n/a | n/a | n/a | n/a | n/a | n/a | n/a | n/a | n/a | n/a | n/a | n/a | X | X | X | n/a | n/a | n/a | n/a | n/a | n/a
FDI-0407 | LT1-31113-0909 |  | Installation of FDI LT1-31113-0909. Graphic Modifications |  | Rev 0 | 2011-11-18 | X | X | X | X | X | X | X | X | X | X | X | X | X | X | X | X | X | X | X | X | X | X | X | X | X | X | X | X | X | X | X | X | X | X | X | X | X | X | X | X | X | X | X | n/a | n/a | n/a | n/a | n/a | n/a | n/a | n/a | n/a | n/a | n/a | n/a | X | X | X | n/a | n/a | n/a | n/a | n/a | n/a | n/a | n/a | n/a | n/a | n/a | n/a | n/a | n/a | n/a | n/a | X | X | X | n/a | n/a | n/a | n/a | n/a | n/a
FDI-0408 | LT1-31113-0911 |  | Installation of FDI LT1-31113-0911. Graphic Modifications |  | Rev 0 |  | X | X | X | X | X | X | X | X | X | X | X | X | X | X | X | X | X | X | X | X | X | X | X | X | X | X | X | X | X | X | X | X | X | X | X | X | X | X | X | X | X | X | X | n/a | n/a | n/a | n/a | n/a | n/a | n/a | n/a | n/a | n/a | n/a | n/a | X | X | X | n/a | n/a | n/a | n/a | n/a | n/a | n/a | n/a | n/a | n/a | n/a | n/a | n/a | n/a | n/a | n/a | X | X | X | n/a | n/a | n/a | n/a | n/a | n/a
FDI-0409 | LT1-31113-0913 |  | Installation of FDI LT1-31113-0913. Graphic Modifications |  | Rev 0 | 2011-11-18 | X | X | X | X | X | X | X | X | X | X | X | X | X | X | X | X | X | X | X | X | X | X | X | X | X | X | X | X | X | X | X | X | X | X | X | X | X | X | X | X | X | X | X | n/a | n/a | n/a | n/a | n/a | n/a | n/a | n/a | n/a | n/a | n/a | n/a | X | X | X | n/a | n/a | n/a | n/a | n/a | n/a | n/a | n/a | n/a | n/a | n/a | n/a | n/a | n/a | n/a | n/a | X | X | X | n/a | n/a | n/a | n/a | n/a | n/a
FDI-0410 | LT1-31113-0922 |  | Installation of FDI LT1-31113-0922. Graphic Modifications |  | Rev 0 | 2011-11-18 | X | X | X | X | X | X | X | X | X | X | X | X | X | X | X | X | X | X | X | X | X | X | X | X | X | X | X | X | X | X | X | X | X | X | X | X | X | X | X | X | X | X | X | n/a | n/a | n/a | n/a | n/a | n/a | n/a | n/a | n/a | n/a | n/a | n/a | X | X | X | n/a | n/a | n/a | n/a | n/a | n/a | n/a | n/a | n/a | n/a | n/a | n/a | n/a | n/a | n/a | n/a | X | X | X | n/a | n/a | n/a | n/a | n/a | n/a
FDI-0411 | LT1-31113-0919 |  | Installation of FDI LT1-31113-0919. Graphic Modifications |  | Rev 0 |  | X | X | X | X | X | X | X | X | X | X | X | X | X | X | X | X | X | X | X | X | X | X | X | X | X | X | X | X | X | X | X | X | X | X | X | X | X | X | X | X | X | X | X | n/a | n/a | n/a | n/a | n/a | n/a | n/a | n/a | n/a | n/a | n/a | n/a | X | X | X | n/a | n/a | n/a | n/a | n/a | n/a | n/a | n/a | n/a | n/a | n/a | n/a | n/a | n/a | n/a | n/a | X | X | X | n/a | n/a | n/a | n/a | n/a | n/a
FDI-0412 | LT1-31113-0846 |  | Installation of FDI LT1-31113-0846. ICC Add/Modify Blocks, Add/Modify Historian Database points., Update Group Points file, Add/Modify TDR points. |  | Rev 0 | 2011-11-18 | X | X | X | X | X | X | X | X | X | X | X | X | X | X | X | X | X | X | X | X | X | X | X | X | X | X | X | X | X | X | X | X | X | X | X | X | X | X | X | X | X | X | X | n/a | n/a | n/a | n/a | n/a | n/a | n/a | X | n/a | n/a | n/a | n/a | X | X | X | n/a | n/a | n/a | n/a | X | n/a | n/a | n/a | n/a | n/a | n/a | n/a | n/a | n/a | n/a | n/a | X | X | X | n/a | n/a | n/a | n/a | n/a | n/a
FDI-0413 | LT1-31113-0806 |  | Installation of FDI LT1-31113-0806. ICC Add/Modify Blocks, Add/Modify Historian Database points., Update Group Points file. |  | Rev 0 | 2011-11-28 | X | X | X | X | X | X | X | X | X | X | X | X | X | X | X | X | X | X | X | X | X | X | X | X | X | X | X | X | X | X | X | X | X | X | X | X | X | X | X | X | X | X | X | n/a | n/a | n/a | X | n/a | n/a | n/a | n/a | n/a | n/a | n/a | n/a | X | X | X | n/a | n/a | n/a | n/a | n/a | n/a | n/a | n/a | n/a | n/a | n/a | n/a | n/a | n/a | n/a | n/a | X | X | X | n/a | n/a | n/a | n/a | n/a | n/a
FDI-0414 | LT1-31113-0830 |  | Installation of FDI LT1-31113-0830. ICC Add/Modify Blocks, Add/Modify Historian Database points., Update Group Points file. |  | Rev 0 | 2011-11-18 | X | X | X | X | X | X | X | X | X | X | X | X | X | X | X | X | X | X | X | X | X | X | X | X | X | X | X | X | X | X | X | X | X | X | X | X | X | X | X | X | X | X | X | n/a | n/a | n/a | X | n/a | n/a | n/a | n/a | n/a | X | n/a | n/a | X | X | X | n/a | n/a | n/a | n/a | n/a | n/a | n/a | n/a | n/a | n/a | n/a | n/a | n/a | n/a | n/a | n/a | X | X | X | n/a | n/a | n/a | n/a | n/a | n/a
FDI-0415 | LT1-31113-0833 |  | Installation of FDI LT1-31113-0833. Add/Modify Blocks for ICC. |  | Rev 1 | 2011-12-05 | n/a | n/a | n/a | n/a | n/a | n/a | n/a | n/a | n/a | n/a | n/a | n/a | n/a | n/a | n/a | n/a | n/a | n/a | n/a | n/a | n/a | n/a | n/a | n/a | n/a | n/a | n/a | n/a | n/a | n/a | n/a | n/a | n/a | n/a | n/a | n/a | n/a | n/a | n/a | X | X | n/a | n/a | n/a | n/a | n/a | n/a | n/a | n/a | n/a | n/a | n/a | n/a | n/a | n/a | n/a | n/a | n/a | n/a | n/a | n/a | n/a | n/a | n/a | n/a | n/a | n/a | n/a | n/a | n/a | n/a | n/a | n/a | n/a | n/a | n/a | n/a | n/a | n/a | n/a | n/a | n/a | n/a
FDI-0416 | LT1-31113-0884 |  | Installation of FDI LT1-31113-0884. ICC Add/Modify Blocks, Add/Modify Historian Database points., Update Group Points file. |  | Rev 0 | 11/18/2011, 1/18/2012 | X | X | X | X | X | X | X | X | X | X | X | X | X | X | X | X | X | X | X | X | X | X | X | X | X | X | X | X | X | X | X | X | X | X | X | X | X | X | X | X | X | X | X | n/a | n/a | n/a | n/a | X | X | X | X | n/a | n/a | n/a | n/a | X | X | X | n/a | n/a | n/a | n/a | n/a | n/a | n/a | n/a | n/a | n/a | n/a | n/a | n/a | n/a | n/a | n/a | X | X | X | n/a | n/a | n/a | n/a | n/a | n/a
FDI-0417 | LT1-31113-0891 |  | Installation of FDI LT1-31113-0891. ICC Add/Modify Blocks, Add/Modify Historian Database points., Update Group Points file. |  | Rev 0 | 2011-11-28 | X | X | X | X | X | X | X | X | X | X | X | X | X | X | X | X | X | X | X | X | X | X | X | X | X | X | X | X | X | X | X | X | X | X | X | X | X | X | X | X | X | X | X | n/a | n/a | X | n/a | n/a | n/a | n/a | n/a | n/a | X | n/a | n/a | X | X | X | n/a | n/a | n/a | n/a | n/a | n/a | n/a | n/a | n/a | n/a | n/a | n/a | n/a | n/a | n/a | n/a | X | X | X | n/a | n/a | n/a | n/a | n/a | n/a
FDI-0418 | LT1-31113-0920 |  | Installation of FDI LT1-31113-0920. Add/Modify Blocks for ICC. |  | Rev 0 | 2011-12-15 | n/a | n/a | n/a | n/a | n/a | n/a | n/a | n/a | n/a | n/a | n/a | n/a | n/a | n/a | n/a | n/a | n/a | n/a | n/a | n/a | n/a | n/a | n/a | n/a | n/a | n/a | n/a | n/a | n/a | n/a | n/a | n/a | n/a | n/a | n/a | n/a | n/a | n/a | n/a | n/a | n/a | n/a | X | n/a | n/a | n/a | n/a | n/a | n/a | n/a | n/a | n/a | n/a | n/a | n/a | n/a | n/a | n/a | n/a | n/a | n/a | n/a | n/a | n/a | n/a | n/a | n/a | n/a | n/a | n/a | n/a | n/a | n/a | n/a | n/a | n/a | n/a | n/a | n/a | n/a | n/a | n/a | n/a
FDI-0419 | LT1-31113-0880 |  | Installation of FDI LT1-31113-0880. ICC Add/Modify Blocks, Add/Modify Historian Database points., Update Group Points file, Add/Modify TDR points, Add/Modify HSH points.. |  | Rev 3 | 12/15/2011, 8/17/2013 | X | X | X | X | X | X | X | X | X | X | X | X | X | X | X | X | X | X | X | X | X | X | X | X | X | X | X | X | X | X | X | X | X | X | X | X | X | X | X | X | X | X | X | n/a | n/a | n/a | X | n/a | n/a | X | n/a | n/a | X | n/a | n/a | X | X | X | n/a | n/a | n/a | X | X | n/a | n/a | n/a | n/a | n/a | n/a | n/a | n/a | n/a | n/a | n/a | X | X | X | n/a | n/a | n/a | n/a | n/a | n/a
FDI-0420 | LT1-31113-0939 |  | Installation of FDI LT1-31113-0939. ICC Add/Modify Blocks, Add/Modify Historian Database points., Update Group Points file. |  | Rev 0 | 1/5/2012, 6/28/2012 | X | X | X | X | X | X | X | X | X | X | X | X | X | X | X | X | X | X | X | X | X | X | X | X | X | X | X | X | X | X | X | X | X | X | X | X | X | X | X | X | X | X | X | n/a | n/a | n/a | n/a | X | X | n/a | n/a | n/a | n/a | n/a | n/a | X | X | X | n/a | n/a | n/a | n/a | n/a | n/a | n/a | n/a | n/a | n/a | n/a | n/a | n/a | n/a | n/a | n/a | X | X | X | n/a | n/a | n/a | n/a | n/a | n/a
FDI-0421 | LT1-31113-0940 |  | Installation of FDI LT1-31113-0940. ICC Add/Modify Blocks, Add/Modify Historian Database points., Update Group Points file. |  | Rev 0 | 2011-11-28 | X | X | X | X | X | X | X | X | X | X | X | X | X | X | X | X | X | X | X | X | X | X | X | X | X | X | X | X | X | X | X | X | X | X | X | X | X | X | X | X | X | X | X | n/a | n/a | n/a | X | n/a | n/a | n/a | n/a | n/a | X | n/a | n/a | X | X | X | n/a | n/a | n/a | n/a | n/a | n/a | n/a | n/a | n/a | n/a | n/a | n/a | n/a | n/a | n/a | n/a | X | X | X | n/a | n/a | n/a | n/a | n/a | n/a
FDI-0422 | LT1-31113-0878 |  | Installation of FDI LT1-31113-0878. CAD update for analog values. |  | Rev 0 | 2011-11-28 | X | X | X | X | X | X | X | X | X | X | X | X | X | X | X | X | X | X | X | X | X | X | X | X | X | X | X | X | X | X | X | X | X | X | X | X | X | X | X | X | X | X | X | n/a | n/a | n/a | n/a | n/a | n/a | n/a | n/a | n/a | n/a | n/a | n/a | X | X | X | n/a | n/a | n/a | n/a | n/a | n/a | n/a | n/a | n/a | n/a | n/a | n/a | n/a | n/a | n/a | n/a | X | X | X | n/a | n/a | n/a | n/a | n/a | n/a
FDI-0423 | LT1-31113-0964 |  | Installation of FDI LT1-31113-0964. Graphic Modifications |  | Rev 0 | 2012-05-18 | X | X | X | X | X | X | X | X | X | X | X | X | X | X | X | X | X | X | X | X | X | X | X | X | X | X | X | X | X | X | X | X | X | X | X | X | X | X | X | X | X | X | X | n/a | n/a | n/a | n/a | n/a | n/a | n/a | n/a | n/a | n/a | n/a | n/a | X | X | X | n/a | n/a | n/a | n/a | n/a | n/a | n/a | n/a | n/a | n/a | n/a | n/a | n/a | n/a | n/a | n/a | X | X | X | n/a | n/a | n/a | n/a | n/a | n/a
FDI-0424 | LT1-31113-0102 |  | Installation of FDI LT1-31113-0102. Graphic Modifications |  | Rev 0 | 2011-12-07 | X | X | X | X | X | X | X | X | X | X | X | X | X | X | X | X | X | X | X | X | X | X | X | X | X | X | X | X | X | X | X | X | X | X | X | X | X | X | X | X | X | X | X | n/a | n/a | n/a | n/a | n/a | n/a | n/a | n/a | n/a | n/a | n/a | n/a | X | X | X | n/a | n/a | n/a | n/a | n/a | n/a | n/a | n/a | n/a | n/a | n/a | n/a | n/a | n/a | n/a | n/a | X | X | X | n/a | n/a | n/a | n/a | n/a | n/a
FDI-0425 | LT1-31113-0783 |  | Installation of FDI LT1-31113-0783. ICC Add/Modify Blocks, Add/Modify Historian Database points., Update Group Points file. |  | Rev 0 | 2011-12-07 | X | X | X | X | X | X | X | X | X | X | X | X | X | X | X | X | X | X | X | X | X | X | X | X | X | X | X | X | X | X | X | X | X | X | X | X | X | X | X | X | X | X | X | n/a | n/a | n/a | X | n/a | n/a | n/a | n/a | n/a | X | n/a | n/a | X | X | X | n/a | n/a | n/a | n/a | n/a | n/a | n/a | n/a | n/a | n/a | n/a | n/a | n/a | n/a | n/a | n/a | X | X | X | n/a | n/a | n/a | n/a | n/a | n/a
FDI-0426 | LT1-31113-0965 |  | Installation of FDI LT1-31113-0965. ICC Add/Modify Blocks, Add/Modify Historian Database points., Update Group Points file. |  | Rev 2 | 2011-12-15 | X | X | X | X | X | X | X | X | X | X | X | X | X | X | X | X | X | X | X | X | X | X | X | X | X | X | X | X | X | X | X | X | X | X | X | X | X | X | X | X | X | X | X | n/a | n/a | n/a | X | n/a | n/a | n/a | n/a | n/a | X | n/a | n/a | X | X | X | n/a | n/a | n/a | n/a | n/a | n/a | n/a | n/a | n/a | n/a | n/a | n/a | n/a | n/a | n/a | n/a | X | X | X | n/a | n/a | n/a | n/a | n/a | n/a
FDI-0427 | LT1-31113-0955 |  | Installation of FDI LT1-31113-0955. Graphic Modifications |  | Rev 0 | 2012-03-16 | X | X | X | X | X | X | X | X | X | X | X | X | X | X | X | X | X | X | X | X | X | X | X | X | X | X | X | X | X | X | X | X | X | X | X | X | X | X | X | X | X | X | X | n/a | n/a | n/a | n/a | n/a | n/a | n/a | n/a | n/a | n/a | n/a | n/a | X | X | X | n/a | n/a | n/a | n/a | n/a | n/a | n/a | n/a | n/a | n/a | n/a | n/a | n/a | n/a | n/a | n/a | X | X | X | n/a | n/a | n/a | n/a | n/a | n/a
FDI-0428 | LT1-31113-0978 |  | Installation of FDI LT1-31113-0978. Graphic Modifications |  | Rev 2 | 2011-12-07 | X | X | X | X | X | X | X | X | X | X | X | X | X | X | X | X | X | X | X | X | X | X | X | X | X | X | X | X | X | X | X | X | X | X | X | X | X | X | X | X | X | X | X | n/a | n/a | n/a | n/a | n/a | n/a | n/a | n/a | n/a | n/a | n/a | n/a | X | X | X | n/a | n/a | n/a | n/a | n/a | n/a | n/a | n/a | n/a | n/a | n/a | n/a | n/a | n/a | n/a | n/a | X | X | X | n/a | n/a | n/a | n/a | n/a | n/a
FDI-0429 | LT1-31113-0927 |  | Installation of FDI LT1-31113-0927. Add/Modify Blocks for ICC. |  | Rev 0 | 1/20/2012, 6/25/2012 | n/a | n/a | n/a | n/a | n/a | n/a | n/a | n/a | n/a | n/a | n/a | n/a | n/a | n/a | n/a | n/a | n/a | n/a | n/a | n/a | n/a | n/a | n/a | n/a | n/a | n/a | n/a | n/a | n/a | n/a | n/a | n/a | n/a | n/a | n/a | n/a | n/a | n/a | n/a | n/a | X | n/a | n/a | n/a | n/a | n/a | n/a | n/a | n/a | n/a | n/a | n/a | n/a | n/a | n/a | n/a | n/a | n/a | n/a | n/a | n/a | n/a | n/a | n/a | n/a | n/a | n/a | n/a | n/a | n/a | n/a | n/a | n/a | n/a | n/a | n/a | n/a | n/a | n/a | n/a | n/a | n/a | n/a
FDI-0430 | LT1-31113-0948 |  | Installation of FDI LT1-31113-0948. ICC Add/Modify Blocks, Add/Modify MM Point. |  | Rev 0 | 2011-12-21 | n/a | n/a | n/a | n/a | n/a | n/a | n/a | n/a | n/a | n/a | n/a | n/a | n/a | n/a | n/a | n/a | n/a | n/a | n/a | n/a | n/a | n/a | n/a | n/a | n/a | n/a | n/a | n/a | n/a | n/a | n/a | n/a | n/a | n/a | n/a | n/a | n/a | n/a | n/a | n/a | n/a | n/a | X | n/a | n/a | n/a | n/a | n/a | n/a | n/a | n/a | n/a | n/a | n/a | n/a | n/a | n/a | n/a | n/a | n/a | n/a | n/a | n/a | n/a | X | X | n/a | n/a | n/a | n/a | n/a | n/a | n/a | n/a | n/a | n/a | n/a | n/a | n/a | n/a | n/a | n/a | n/a
FDI-0431 | LT1-31113-0807 |  | Installation of FDI LT1-31113-0807. Add/Modify Blocks for ICC. |  | Rev 0 | 2012-06-18 | n/a | n/a | n/a | n/a | n/a | n/a | n/a | n/a | n/a | n/a | n/a | n/a | n/a | n/a | n/a | n/a | n/a | n/a | n/a | n/a | n/a | n/a | n/a | n/a | n/a | n/a | n/a | n/a | n/a | n/a | n/a | n/a | n/a | n/a | n/a | n/a | n/a | n/a | n/a | n/a | n/a | n/a | X | n/a | n/a | n/a | n/a | n/a | n/a | n/a | n/a | n/a | n/a | n/a | n/a | n/a | n/a | n/a | n/a | n/a | n/a | n/a | n/a | n/a | n/a | n/a | n/a | n/a | n/a | n/a | n/a | n/a | n/a | n/a | n/a | n/a | n/a | n/a | n/a | n/a | n/a | n/a | n/a
FDI-0432 | LT1-31113-0925 |  | Installation of FDI LT1-31113-0925. ICC Add/Modify Blocks, Graphic Modifications. Add/Modify Historian Database points., Update Group Points file Add/Modify MM Point. |  | Rev 1 | 2012-04-17 | X | X | X | X | X | X | X | X | X | X | X | X | X | X | X | X | X | X | X | X | X | X | X | X | X | X | X | X | X | X | X | X | X | X | X | X | X | X | X | X | X | X | X | n/a | n/a | n/a | X | n/a | n/a | n/a | n/a | n/a | n/a | n/a | n/a | X | X | X | n/a | n/a | n/a | n/a | n/a | n/a | X | X | n/a | n/a | n/a | n/a | n/a | n/a | n/a | n/a | X | X | X | n/a | n/a | n/a | n/a | n/a | n/a
FDI-0433 | LT1-31113-0952 |  | Installation of FDI LT1-31113-0952. Add/Modify Blocks for ICC. |  | Rev 0 | 2012-03-14 | n/a | n/a | n/a | n/a | n/a | n/a | n/a | n/a | n/a | n/a | n/a | n/a | n/a | n/a | n/a | n/a | n/a | n/a | n/a | n/a | n/a | n/a | n/a | n/a | n/a | n/a | n/a | n/a | n/a | n/a | n/a | n/a | n/a | n/a | n/a | n/a | n/a | n/a | n/a | n/a | n/a | n/a | X | n/a | n/a | n/a | n/a | n/a | n/a | n/a | n/a | n/a | n/a | n/a | n/a | n/a | n/a | n/a | n/a | n/a | n/a | n/a | n/a | n/a | n/a | n/a | n/a | n/a | n/a | n/a | n/a | n/a | n/a | n/a | n/a | n/a | n/a | n/a | n/a | n/a | n/a | n/a | n/a
FDI-0434 | LT1-31113-0870 |  | Installation of FDI LT1-31113-0870. Graphic Modifications |  | Rev 0 | 2012-03-05 | X | X | X | X | X | X | X | X | X | X | X | X | X | X | X | X | X | X | X | X | X | X | X | X | X | X | X | X | X | X | X | X | X | X | X | X | X | X | X | X | X | X | X | n/a | n/a | n/a | n/a | n/a | n/a | n/a | n/a | n/a | n/a | n/a | n/a | X | X | X | n/a | n/a | n/a | n/a | n/a | n/a | n/a | n/a | n/a | n/a | n/a | n/a | n/a | n/a | n/a | n/a | X | X | X | n/a | n/a | n/a | n/a | n/a | n/a
FDI-0435 | LT1-31113-0973 |  | Installation of FDI LT1-31113-0973. Graphic Modifications |  | Rev 0 | 2011-12-22 | X | X | X | X | X | X | X | X | X | X | X | X | X | X | X | X | X | X | X | X | X | X | X | X | X | X | X | X | X | X | X | X | X | X | X | X | X | X | X | X | X | X | X | n/a | n/a | n/a | n/a | n/a | n/a | n/a | n/a | n/a | n/a | n/a | n/a | X | X | X | n/a | n/a | n/a | n/a | n/a | n/a | n/a | n/a | n/a | n/a | n/a | n/a | n/a | n/a | n/a | n/a | X | X | X | n/a | n/a | n/a | n/a | n/a | n/a
FDI-0436 | LT1-31113-0930 |  | Installation of FDI LT1-31113-0930. Graphic Modifications and Addition |  | Rev 0 | 2011-12-07 | X | X | X | X | X | X | X | X | X | X | X | X | X | X | X | X | X | X | X | X | X | X | X | X | X | X | X | X | X | X | X | X | X | X | X | X | X | X | X | X | X | X | X | n/a | n/a | n/a | n/a | n/a | n/a | n/a | n/a | n/a | n/a | n/a | n/a | X | X | X | n/a | n/a | n/a | n/a | n/a | n/a | n/a | n/a | n/a | n/a | n/a | n/a | n/a | n/a | n/a | n/a | X | X | X | n/a | n/a | n/a | n/a | n/a | n/a
FDI-0437 | LT1-31113-0928 |  | Installation of FDI LT1-31113-0928. ICC Add/Modify Blocks, Add/Modify Historian Database points., Update Group Points file. |  | Rev 0 | 2011-12-21 | X | X | X | X | X | X | X | X | X | X | X | X | X | X | X | X | X | X | X | X | X | X | X | X | X | X | X | X | X | X | X | X | X | X | X | X | X | X | X | X | X | X | X | n/a | X | n/a | n/a | n/a | n/a | n/a | n/a | n/a | n/a | n/a | n/a | X | X | X | n/a | n/a | n/a | n/a | n/a | n/a | n/a | n/a | n/a | n/a | n/a | n/a | n/a | n/a | n/a | n/a | X | X | X | n/a | n/a | n/a | n/a | n/a | n/a
FDI-0438 | LT1-31113-0970 |  | Installation of FDI LT1-31113-0970. Add/Modify Blocks for ICC. |  | Rev 0 | 2011-12-22 | n/a | n/a | n/a | n/a | n/a | n/a | n/a | n/a | n/a | n/a | n/a | n/a | n/a | n/a | n/a | n/a | n/a | n/a | n/a | n/a | n/a | n/a | n/a | n/a | n/a | n/a | n/a | n/a | n/a | n/a | n/a | n/a | n/a | n/a | n/a | n/a | n/a | n/a | n/a | n/a | n/a | n/a | X | n/a | n/a | n/a | n/a | n/a | n/a | n/a | n/a | n/a | n/a | n/a | n/a | n/a | n/a | n/a | n/a | n/a | n/a | n/a | n/a | n/a | n/a | n/a | n/a | n/a | n/a | n/a | n/a | n/a | n/a | n/a | n/a | n/a | n/a | n/a | n/a | n/a | n/a | n/a | n/a
FDI-0439 | LT1-31113-0766 |  | Installation of FDI LT1-31113-0766. ICC Add/Modify Blocks, Modify Graphics. |  | Rev 0 | 2012-03-05 | X | X | X | X | X | X | X | X | X | X | X | X | X | X | X | X | X | X | X | X | X | X | X | X | X | X | X | X | X | X | X | X | X | X | X | X | X | X | X | X | X | X | X | n/a | n/a | n/a | n/a | n/a | n/a | n/a | n/a | n/a | n/a | n/a | n/a | X | X | X | n/a | n/a | n/a | n/a | n/a | n/a | n/a | n/a | n/a | n/a | n/a | n/a | n/a | n/a | n/a | n/a | X | X | X | n/a | n/a | n/a | n/a | n/a | n/a
FDI-0440 | LT1-31113-0862 |  | Installation of FDI LT1-31113-0862. Add/Modify Blocks for ICC. |  | Rev 0 | 2011-12-22 | n/a | n/a | n/a | n/a | n/a | n/a | n/a | n/a | n/a | n/a | n/a | n/a | n/a | n/a | n/a | n/a | n/a | n/a | n/a | n/a | n/a | n/a | n/a | n/a | n/a | n/a | n/a | n/a | n/a | n/a | n/a | n/a | n/a | n/a | n/a | n/a | n/a | n/a | X | n/a | n/a | n/a | n/a | n/a | n/a | n/a | n/a | n/a | n/a | n/a | n/a | n/a | n/a | n/a | n/a | n/a | n/a | n/a | n/a | n/a | n/a | n/a | n/a | n/a | n/a | n/a | n/a | n/a | n/a | n/a | n/a | n/a | n/a | n/a | n/a | n/a | n/a | n/a | n/a | n/a | n/a | n/a | n/a
FDI-0441 | LT1-31113-0977 |  | Installation of FDI LT1-31113-0977. ICC Add/Modify Blocks, Add/Modify Historian Database points., Update Group Points file. |  | Rev 2 | 2011-12-21 | X | X | X | X | X | X | X | X | X | X | X | X | X | X | X | X | X | X | X | X | X | X | X | X | X | X | X | X | X | X | X | X | X | X | X | X | X | X | X | X | X | X | X | n/a | n/a | n/a | n/a | n/a | n/a | n/a | X | n/a | n/a | n/a | n/a | X | X | X | n/a | n/a | n/a | n/a | n/a | n/a | n/a | n/a | n/a | n/a | n/a | n/a | n/a | n/a | n/a | n/a | X | X | X | n/a | n/a | n/a | n/a | n/a | n/a
FDI-0442 | LT1-31113-0916 |  | Installation of FDI LT1-31113-0916. ICC Add/Modify Blocks, Add/Modify Historian Database points., Update Group Points file. |  | Rev 0 | 3/14/2012, 8/20/2012 | X | X | X | X | X | X | X | X | X | X | X | X | X | X | X | X | X | X | X | X | X | X | X | X | X | X | X | X | X | X | X | X | X | X | X | X | X | X | X | X | X | X | X | n/a | n/a | n/a | n/a | X | X | n/a | n/a | n/a | n/a | n/a | n/a | X | X | X | n/a | n/a | n/a | n/a | n/a | n/a | n/a | n/a | n/a | n/a | n/a | n/a | n/a | n/a | n/a | n/a | X | X | X | n/a | n/a | n/a | n/a | n/a | n/a
FDI-0443 | LT1-31113-0976 |  | Installation of FDI LT1-31113-0976. Add/Modify Blocks for ICC. |  | Rev 0 | 2011-12-22 | n/a | n/a | n/a | n/a | n/a | n/a | n/a | n/a | n/a | n/a | n/a | n/a | n/a | n/a | n/a | n/a | n/a | n/a | n/a | n/a | n/a | n/a | n/a | n/a | n/a | n/a | n/a | n/a | n/a | n/a | n/a | n/a | n/a | n/a | n/a | n/a | n/a | n/a | n/a | X | n/a | n/a | n/a | n/a | n/a | n/a | n/a | n/a | n/a | n/a | n/a | n/a | n/a | n/a | n/a | n/a | n/a | n/a | n/a | n/a | n/a | n/a | n/a | n/a | n/a | n/a | n/a | n/a | n/a | n/a | n/a | n/a | n/a | n/a | n/a | n/a | n/a | n/a | n/a | n/a | n/a | n/a | n/a
FDI-0444 | LT1-31113-0757 |  | Installation of FDI LT1-31113-0757. ICC Add/Modify Blocks, Modify Graphics. |  | Rev 1 | 12/21/2011, 3/8/2014 | X | X | X | X | X | X | X | X | X | X | X | X | X | X | X | X | X | X | X | X | X | X | X | X | X | X | X | X | X | X | X | X | X | X | X | X | X | X | X | X | X | X | X | n/a | n/a | n/a | n/a | n/a | n/a | n/a | n/a | n/a | n/a | n/a | n/a | X | X | X | n/a | n/a | n/a | n/a | n/a | n/a | n/a | n/a | n/a | n/a | n/a | n/a | n/a | n/a | n/a | n/a | X | X | X | n/a | n/a | n/a | n/a | n/a | n/a
FDI-0445 | LT1-31113-0936 |  | Installation of FDI LT1-31113-0936. Graphic Modifications |  | Rev 3 | 2012-02-09 | X | X | X | X | X | X | X | X | X | X | X | X | X | X | X | X | X | X | X | X | X | X | X | X | X | X | X | X | X | X | X | X | X | X | X | X | X | X | X | X | X | X | X | n/a | n/a | n/a | n/a | n/a | n/a | n/a | n/a | n/a | n/a | n/a | n/a | X | X | X | n/a | n/a | n/a | n/a | n/a | n/a | n/a | n/a | n/a | n/a | n/a | n/a | n/a | n/a | n/a | n/a | X | X | X | n/a | n/a | n/a | n/a | n/a | n/a
FDI-0446 | LT1-31113-0963 |  | Installation of FDI LT1-31113-0963. Add/Modify Blocks for ICC. |  | Rev 1 | 12/29/2011, 3/14/2012 | n/a | n/a | n/a | n/a | n/a | n/a | n/a | n/a | n/a | n/a | n/a | n/a | n/a | n/a | n/a | n/a | n/a | n/a | n/a | n/a | n/a | n/a | n/a | n/a | n/a | n/a | n/a | n/a | n/a | n/a | n/a | n/a | n/a | n/a | n/a | n/a | n/a | n/a | X | n/a | n/a | n/a | n/a | n/a | n/a | n/a | n/a | n/a | n/a | n/a | n/a | n/a | n/a | n/a | n/a | n/a | n/a | n/a | n/a | n/a | n/a | n/a | n/a | n/a | n/a | n/a | n/a | n/a | n/a | n/a | n/a | n/a | n/a | n/a | n/a | n/a | n/a | n/a | n/a | n/a | n/a | n/a | n/a
FDI-0447 | LT1-31113-0799 |  | Installation of FDI LT1-31113-0799. ICC Add/Modify Blocks, Graphic Modifications. Add/Modify Historian, Update Group Points file. |  | Rev 0 | 2011-12-29 | X | X | X | X | X | X | X | X | X | X | X | X | X | X | X | X | X | X | X | X | X | X | X | X | X | X | X | X | X | X | X | X | X | X | X | X | X | X | X | X | X | X | X | n/a | n/a | n/a | n/a | X | X | n/a | n/a | n/a | n/a | n/a | n/a | X | X | X | n/a | n/a | n/a | n/a | n/a | n/a | n/a | n/a | n/a | n/a | n/a | n/a | n/a | n/a | n/a | n/a | X | X | X | n/a | n/a | n/a | n/a | n/a | n/a
FDI-0448 | LT1-31113-0982 |  | Installation of FDI LT1-31113-0982. ICC Add/Modify Blocks, Update MM Point. |  | Rev 0 | 2011-12-29 | n/a | n/a | n/a | n/a | n/a | n/a | n/a | n/a | n/a | n/a | n/a | n/a | n/a | n/a | n/a | n/a | n/a | n/a | n/a | n/a | n/a | n/a | n/a | n/a | n/a | n/a | n/a | n/a | n/a | n/a | n/a | n/a | n/a | n/a | n/a | n/a | n/a | n/a | n/a | X | n/a | n/a | n/a | n/a | n/a | n/a | n/a | n/a | n/a | n/a | n/a | n/a | n/a | n/a | n/a | n/a | n/a | n/a | n/a | n/a | n/a | n/a | n/a | n/a | X | X | n/a | n/a | n/a | n/a | n/a | n/a | n/a | n/a | n/a | n/a | n/a | n/a | n/a | n/a | n/a | n/a | n/a
FDI-0449 | LT1-31113-0923 |  | Installation of FDI LT1-31113-0923. Graphic Modifications |  | Rev 0 | 2012-01-05 | X | X | X | X | X | X | X | X | X | X | X | X | X | X | X | X | X | X | X | X | X | X | X | X | X | X | X | X | X | X | X | X | X | X | X | X | X | X | X | X | X | X | X | n/a | n/a | n/a | n/a | n/a | n/a | n/a | n/a | n/a | n/a | n/a | n/a | X | X | X | n/a | n/a | n/a | n/a | n/a | n/a | n/a | n/a | n/a | n/a | n/a | n/a | n/a | n/a | n/a | n/a | X | X | X | n/a | n/a | n/a | n/a | n/a | n/a
FDI-0450 | LT1-31113-0908 |  | Installation of FDI LT1-31113-0908. Update mpl.dat, fox.dll, SMDH & AAS MM. QF1031834E & QF1056233, Provided updated ams files. | QF1056233 replaced by QF1198231 (FDI-853) | Rev 5 | 12/29/2011, 1/28/2014 | X | X | X | X | X | X | X | X | X | X | X | X | X | X | X | X | X | X | X | X | X | X | X | X | X | X | X | X | X | X | X | X | X | X | X | X | X | X | X | X | X | X | X | X | X | X | X | X | X | X | X | X | X | X | X | X | X | X | X | X | X | X | X | X | X | X | X | X | X | X | X | X | X | X | X | X | X | n/a | n/a | n/a | n/a | n/a | n/a
FDI-0451 | LT0-31113-0115 |  | Installation of FDI LT0-31113-0115. Graphic Modifications | MM portion updated by FDI-0760 | Rev 2 | 2013-06-07 | X | X | X | X | X | X | X | X | X | X | X | X | X | X | X | X | X | X | X | X | X | X | X | X | X | X | X | X | X | X | X | X | X | X | X | X | X | X | X | X | X | X | X | n/a | n/a | n/a | n/a | n/a | n/a | n/a | n/a | n/a | n/a | n/a | n/a | X | X | X | n/a | n/a | n/a | n/a | n/a | n/a | n/a | n/a | n/a | n/a | n/a | n/a | n/a | n/a | n/a | n/a | X | X | X | n/a | n/a | n/a | n/a | n/a | n/a
FDI-0452 | LT1-31113-0995 |  | Installation of FDI LT1-31113-0995. Add/Modify Blocks for ICC. |  | Rev 0 | 7/6/2012, 3/16/2012 | n/a | n/a | n/a | n/a | n/a | n/a | n/a | n/a | n/a | n/a | n/a | n/a | n/a | n/a | n/a | n/a | n/a | n/a | n/a | n/a | n/a | n/a | n/a | n/a | n/a | n/a | n/a | n/a | n/a | n/a | n/a | n/a | n/a | n/a | n/a | n/a | n/a | n/a | n/a | n/a | n/a | X | n/a | n/a | n/a | n/a | n/a | n/a | n/a | n/a | n/a | n/a | n/a | n/a | n/a | n/a | n/a | n/a | n/a | n/a | n/a | n/a | n/a | n/a | n/a | n/a | n/a | n/a | n/a | n/a | n/a | n/a | n/a | n/a | n/a | n/a | n/a | n/a | n/a | n/a | n/a | n/a | n/a
FDI-0453 | LT1-31113-0998 |  | Installation of FDI LT1-31113-0998. Add/Modify Blocks for ICC. |  | Rev 0 | 2012-01-20 | n/a | n/a | n/a | n/a | n/a | n/a | n/a | n/a | n/a | n/a | n/a | n/a | n/a | n/a | n/a | n/a | n/a | n/a | n/a | n/a | n/a | n/a | n/a | n/a | n/a | n/a | n/a | n/a | n/a | n/a | X | n/a | n/a | n/a | n/a | n/a | n/a | n/a | n/a | n/a | n/a | n/a | n/a | n/a | n/a | n/a | n/a | n/a | n/a | n/a | n/a | n/a | n/a | n/a | n/a | n/a | n/a | n/a | n/a | n/a | n/a | n/a | n/a | n/a | n/a | n/a | n/a | n/a | n/a | n/a | n/a | n/a | n/a | n/a | n/a | n/a | n/a | n/a | n/a | n/a | n/a | n/a | n/a
FDI-0454 | LT1-31113-0454 |  | Installation of FDI LT1-31113-0454. Add/Modify Blocks for ICC. |  | Rev 0 | 2011-12-29 | n/a | n/a | n/a | n/a | n/a | n/a | n/a | n/a | n/a | n/a | n/a | n/a | n/a | n/a | n/a | n/a | n/a | n/a | n/a | n/a | n/a | n/a | n/a | n/a | n/a | n/a | n/a | n/a | n/a | n/a | n/a | n/a | n/a | n/a | n/a | n/a | n/a | n/a | n/a | X | n/a | n/a | n/a | n/a | n/a | n/a | n/a | n/a | n/a | n/a | n/a | n/a | n/a | n/a | n/a | n/a | n/a | n/a | n/a | n/a | n/a | n/a | n/a | n/a | n/a | n/a | n/a | n/a | n/a | n/a | n/a | n/a | n/a | n/a | n/a | n/a | n/a | n/a | n/a | n/a | n/a | n/a | n/a
FDI-0455 | LT0-31113-0113 |  | Installation of FDI LT0-31113-0113. Graphic Modifications |  | Rev 0 | 2011-12-04 | X | X | X | X | X | X | X | X | X | X | X | X | X | X | X | X | X | X | X | X | X | X | X | X | X | X | X | X | X | X | X | X | X | X | X | X | X | X | X | X | X | X | X | n/a | n/a | n/a | n/a | n/a | n/a | n/a | n/a | n/a | n/a | n/a | n/a | X | X | X | n/a | n/a | n/a | n/a | n/a | n/a | n/a | n/a | n/a | n/a | n/a | n/a | n/a | n/a | n/a | n/a | X | X | X | n/a | n/a | n/a | n/a | n/a | n/a
FDI-0456 | LT1-31113-1007 |  | Installation of FDI LT1-31113-1007. ICC Add/Modify Blocks, Modify Graphics. |  | Rev 1 | 2012-01-20 | X | X | X | X | X | X | X | X | X | X | X | X | X | X | X | X | X | X | X | X | X | X | X | X | X | X | X | X | X | X | X | X | X | X | X | X | X | X | X | X | X | X | X | n/a | n/a | n/a | n/a | n/a | n/a | n/a | n/a | n/a | n/a | n/a | n/a | X | X | X | n/a | n/a | n/a | n/a | n/a | n/a | n/a | n/a | n/a | n/a | n/a | n/a | n/a | n/a | n/a | n/a | X | X | X | n/a | n/a | n/a | n/a | n/a | n/a
FDI-0457 | LT1-31113-1003 |  | Installation of FDI LT1-31113-1003. Updating PGCS Software |  | Rev 1 | 2012-05-16 | n/a | n/a | n/a | n/a | n/a | n/a | n/a | n/a | n/a | n/a | n/a | n/a | n/a | n/a | n/a | n/a | n/a | n/a | n/a | n/a | n/a | n/a | n/a | n/a | n/a | n/a | n/a | n/a | n/a | n/a | n/a | n/a | n/a | n/a | n/a | n/a | n/a | n/a | n/a | n/a | n/a | n/a | n/a | n/a | n/a | n/a | n/a | n/a | n/a | n/a | n/a | n/a | n/a | n/a | n/a | n/a | n/a | n/a | n/a | n/a | X | n/a | n/a | n/a | n/a | n/a | n/a | n/a | n/a | n/a | n/a | n/a | n/a | n/a | n/a | n/a | n/a | n/a | n/a | n/a | n/a | n/a | n/a
FDI-0458 | LT1-31113-1017 |  | Installation of FDI LT1-31113-1017. Graphic Modifications |  | Rev 1 | 2012-01-20 | X | X | X | X | X | X | X | X | X | X | X | X | X | X | X | X | X | X | X | X | X | X | X | X | X | X | X | X | X | X | X | X | X | X | X | X | X | X | X | X | X | X | X | n/a | n/a | n/a | n/a | n/a | n/a | n/a | n/a | n/a | n/a | n/a | n/a | X | X | X | n/a | n/a | n/a | n/a | n/a | n/a | n/a | n/a | n/a | n/a | n/a | n/a | n/a | n/a | n/a | n/a | X | X | X | n/a | n/a | n/a | n/a | n/a | n/a
FDI-0459 | LT1-31113-1018 |  | Installation of FDI LT1-31113-1018. Graphic Modifications |  | Rev 1 | 1/18/2012, 2/22/2012, 3/14/2012 | X | X | X | X | X | X | X | X | X | X | X | X | X | X | X | X | X | X | X | X | X | X | X | X | X | X | X | X | X | X | X | X | X | X | X | X | X | X | X | X | X | X | X | n/a | n/a | n/a | n/a | n/a | n/a | n/a | n/a | n/a | n/a | n/a | n/a | X | X | X | n/a | n/a | n/a | n/a | n/a | n/a | n/a | n/a | n/a | n/a | n/a | n/a | n/a | n/a | n/a | n/a | X | X | X | n/a | n/a | n/a | n/a | n/a | n/a
FDI-0460 | LT1-31113-1006 |  | Installation of FDI LT1-31113-1006. ICC Add/Modify Blocks, Add/Modify MM Point. |  | Rev 0 | 2012-02-22 | n/a | n/a | n/a | n/a | n/a | n/a | n/a | n/a | n/a | n/a | n/a | n/a | n/a | n/a | n/a | n/a | n/a | n/a | n/a | n/a | n/a | n/a | n/a | n/a | n/a | n/a | n/a | n/a | n/a | n/a | n/a | n/a | n/a | n/a | n/a | n/a | n/a | n/a | n/a | n/a | X | n/a | X | n/a | n/a | n/a | n/a | n/a | n/a | n/a | n/a | n/a | n/a | n/a | n/a | n/a | n/a | n/a | n/a | n/a | n/a | n/a | n/a | n/a | X | X | n/a | n/a | n/a | n/a | n/a | n/a | n/a | n/a | n/a | n/a | n/a | n/a | n/a | n/a | n/a | n/a | n/a
FDI-0461 | LT1-31113-0822 |  | Installation of FDI LT1-31113-0822. ICC Add/Modify Blocks, Add/Modify Historian, Update Group Points file. |  | Rev 0 | 2012-02-09 | X | X | X | X | X | X | X | X | X | X | X | X | X | X | X | X | X | X | X | X | X | X | X | X | X | X | X | X | X | X | X | X | X | X | X | X | X | X | X | X | X | X | X | n/a | n/a | n/a | n/a | X | X | n/a | n/a | n/a | n/a | n/a | n/a | X | X | X | n/a | n/a | n/a | n/a | n/a | n/a | n/a | n/a | n/a | n/a | n/a | n/a | n/a | n/a | n/a | n/a | X | X | X | n/a | n/a | n/a | n/a | n/a | n/a
FDI-0462 | LT1-31113-0901 |  | Installation of FDI LT1-31113-0901. ICC Add/Modify Blocks. |  | Rev 1 | 2012-03-12 | n/a | n/a | n/a | n/a | n/a | n/a | n/a | n/a | n/a | n/a | n/a | n/a | n/a | n/a | n/a | n/a | n/a | n/a | n/a | n/a | n/a | n/a | n/a | n/a | n/a | n/a | n/a | n/a | n/a | n/a | n/a | n/a | n/a | n/a | n/a | n/a | n/a | n/a | n/a | X | n/a | n/a | n/a | n/a | n/a | n/a | n/a | n/a | n/a | n/a | n/a | n/a | n/a | n/a | n/a | n/a | n/a | n/a | n/a | n/a | n/a | n/a | n/a | n/a | n/a | n/a | n/a | n/a | n/a | n/a | n/a | n/a | n/a | n/a | n/a | n/a | n/a | n/a | n/a | n/a | n/a | n/a | n/a
FDI-0463 | LT1-31113-0979 |  | Installation of FDI LT1-31113-0979. ICC Add/Modify Blocks, Add/Modify Historian, Update Group Points file, Update MM. |  | Rev 1 | 2/4/2012, 3/5/2012 | X | X | X | X | X | X | X | X | X | X | X | X | X | X | X | X | X | X | X | X | X | X | X | X | X | X | X | X | X | X | X | X | X | X | X | X | X | X | X | X | X | X | X | n/a | n/a | X | n/a | n/a | n/a | n/a | n/a | n/a | X | n/a | n/a | X | X | X | n/a | n/a | n/a | n/a | n/a | n/a | X | X | n/a | n/a | n/a | n/a | n/a | n/a | n/a | n/a | X | X | X | n/a | n/a | n/a | n/a | n/a | n/a
FDI-0464 | LT1-31113-1009 |  | Installation of FDI LT1-31113-1009. ICC Add/Modify Blocks. |  | Rev 0 | 2012-03-14 | n/a | n/a | n/a | n/a | n/a | n/a | n/a | n/a | n/a | n/a | n/a | n/a | n/a | n/a | n/a | n/a | n/a | n/a | n/a | n/a | n/a | n/a | n/a | n/a | n/a | n/a | n/a | n/a | n/a | n/a | n/a | n/a | n/a | n/a | n/a | n/a | n/a | n/a | X | n/a | n/a | n/a | n/a | n/a | n/a | n/a | n/a | n/a | n/a | n/a | n/a | n/a | n/a | n/a | n/a | n/a | n/a | n/a | n/a | n/a | n/a | n/a | n/a | n/a | n/a | n/a | n/a | n/a | n/a | n/a | n/a | n/a | n/a | n/a | n/a | n/a | n/a | n/a | n/a | n/a | n/a | n/a | n/a
FDI-0465 | LT1-31113-0988 |  | Installation of FDI LT1-31113-0988. ICC Add/Modify Blocks, Add/Modify Historian Database points., Update Group Points file. |  | Rev 0 | 2/9/2012, 8/21/2012 | X | X | X | X | X | X | X | X | X | X | X | X | X | X | X | X | X | X | X | X | X | X | X | X | X | X | X | X | X | X | X | X | X | X | X | X | X | X | X | X | X | X | X | n/a | n/a | X | n/a | X | X | n/a | n/a | n/a | X | n/a | n/a | X | X | X | n/a | n/a | n/a | n/a | n/a | n/a | X | X | n/a | n/a | n/a | n/a | n/a | n/a | n/a | n/a | X | X | X | n/a | n/a | n/a | n/a | n/a | n/a
FDI-0466 | LT1-31113-0974 |  | Installation of FDI LT1-31113-0974. Graphic Modifications |  | Rev 2 | 2012-03-12 | X | X | X | X | X | X | X | X | X | X | X | X | X | X | X | X | X | X | X | X | X | X | X | X | X | X | X | X | X | X | X | X | X | X | X | X | X | X | X | X | X | X | X | n/a | n/a | n/a | n/a | n/a | n/a | n/a | n/a | n/a | n/a | n/a | n/a | X | X | X | n/a | n/a | n/a | n/a | n/a | n/a | n/a | n/a | n/a | n/a | n/a | n/a | n/a | n/a | n/a | n/a | X | X | X | n/a | n/a | n/a | n/a | n/a | n/a
FDI-0467 | LT1-31113-1029 |  | Installation of FDI LT1-31113-1029. ICC Add/Modify Blocks. |  | Rev 0 | 3/5/2012, 10/22/2012 | n/a | n/a | n/a | n/a | n/a | n/a | n/a | n/a | n/a | n/a | n/a | n/a | n/a | n/a | n/a | n/a | n/a | n/a | n/a | n/a | n/a | n/a | n/a | n/a | n/a | n/a | n/a | n/a | n/a | n/a | n/a | n/a | n/a | n/a | n/a | n/a | n/a | n/a | n/a | X | n/a | n/a | n/a | n/a | n/a | n/a | n/a | n/a | n/a | n/a | n/a | n/a | n/a | n/a | n/a | n/a | n/a | n/a | n/a | n/a | n/a | n/a | n/a | n/a | n/a | n/a | n/a | n/a | n/a | n/a | n/a | n/a | n/a | n/a | n/a | n/a | n/a | n/a | n/a | n/a | n/a | n/a | n/a
FDI-0468 | LT1-31113-1024 |  | Installation of FDI LT1-31113-1024, Graphic Modifications |  | Rev 0 | 2012-02-09 | X | X | X | X | X | X | X | X | X | X | X | X | X | X | X | X | X | X | X | X | X | X | X | X | X | X | X | X | X | X | X | X | X | X | X | X | X | X | X | X | X | X | X | n/a | n/a | n/a | n/a | n/a | n/a | n/a | n/a | n/a | n/a | n/a | n/a | X | X | X | n/a | n/a | n/a | n/a | n/a | n/a | n/a | n/a | n/a | n/a | n/a | n/a | n/a | n/a | n/a | n/a | X | X | X | n/a | n/a | n/a | n/a | n/a | n/a
FDI-0469 | LT1-31113-1026 |  | Installation of FDI LT1-31113-1026. ICC Add/Modify Blocks. |  | Rev 2 | 2012-03-05 | n/a | n/a | n/a | n/a | n/a | n/a | n/a | n/a | n/a | n/a | n/a | n/a | n/a | n/a | n/a | n/a | n/a | n/a | n/a | n/a | n/a | n/a | n/a | n/a | n/a | n/a | n/a | n/a | n/a | n/a | n/a | n/a | n/a | n/a | n/a | n/a | n/a | X | n/a | n/a | X | X | n/a | n/a | n/a | n/a | n/a | n/a | n/a | n/a | n/a | n/a | n/a | n/a | n/a | n/a | n/a | n/a | n/a | n/a | n/a | n/a | n/a | n/a | n/a | n/a | n/a | n/a | n/a | n/a | n/a | n/a | n/a | n/a | n/a | n/a | n/a | n/a | n/a | n/a | n/a | n/a | n/a
FDI-0470 | LT1-31113-1028 |  | Installation of FDI LT1-31113-1028. Opalis & AIM* License updates. |  | Rev 1 | 5/16/2012, 6/7/2012 | n/a | n/a | n/a | n/a | n/a | n/a | n/a | n/a | n/a | n/a | n/a | n/a | n/a | n/a | n/a | n/a | n/a | n/a | n/a | n/a | n/a | n/a | n/a | n/a | n/a | n/a | n/a | n/a | n/a | n/a | n/a | n/a | n/a | n/a | n/a | n/a | n/a | n/a | n/a | n/a | n/a | n/a | n/a | X | X | X | X | X | X | X | X | X | X | X | X | n/a | n/a | n/a | n/a | n/a | n/a | n/a | n/a | n/a | n/a | n/a | n/a | n/a | n/a | n/a | X | n/a | n/a | n/a | n/a | n/a | n/a | n/a | n/a | n/a | n/a | n/a | n/a
FDI-0471 | LT1-31113-1004 |  | Installation of FDI LT1-31113-1004. ICC Add/Modify Blocks. |  | Rev 0 | 2012-02-22 | n/a | n/a | n/a | n/a | n/a | n/a | n/a | n/a | n/a | n/a | n/a | n/a | n/a | n/a | n/a | n/a | n/a | n/a | n/a | n/a | n/a | n/a | n/a | n/a | n/a | n/a | n/a | n/a | n/a | n/a | n/a | n/a | n/a | n/a | n/a | n/a | n/a | X | X | n/a | n/a | n/a | n/a | n/a | n/a | n/a | n/a | n/a | n/a | n/a | n/a | n/a | n/a | n/a | n/a | n/a | n/a | n/a | n/a | n/a | n/a | n/a | n/a | n/a | n/a | n/a | n/a | n/a | n/a | n/a | n/a | n/a | n/a | n/a | n/a | n/a | n/a | n/a | n/a | n/a | n/a | n/a | n/a
FDI-0472 | LT1-31113-0994 |  | Installation of FDI LT1-31113-0994. ICC Add/Modify Blocks, Add/Modify Historian Database points., Update Group Points file. |  | Rev 0 | 2012-02-09 | X | X | X | X | X | X | X | X | X | X | X | X | X | X | X | X | X | X | X | X | X | X | X | X | X | X | X | X | X | X | X | X | X | X | X | X | X | X | X | X | X | X | X | n/a | n/a | n/a | X | n/a | n/a | n/a | n/a | n/a | X | n/a | n/a | X | X | X | n/a | n/a | n/a | n/a | n/a | n/a | n/a | n/a | n/a | n/a | n/a | n/a | n/a | n/a | n/a | n/a | X | X | X | n/a | n/a | n/a | n/a | n/a | n/a
FDI-0473 | LT1-31113-1025 |  | Installation of FDI LT1-31113-1025. ICC Add/Modify Blocks. |  | Rev 0 | 2012-03-05 | n/a | n/a | n/a | n/a | n/a | n/a | n/a | n/a | n/a | n/a | n/a | n/a | n/a | n/a | n/a | n/a | n/a | n/a | n/a | n/a | n/a | n/a | n/a | n/a | n/a | n/a | n/a | n/a | n/a | n/a | n/a | n/a | n/a | n/a | n/a | n/a | n/a | n/a | n/a | n/a | n/a | X | n/a | n/a | n/a | n/a | n/a | n/a | n/a | n/a | n/a | n/a | n/a | n/a | n/a | n/a | n/a | n/a | n/a | n/a | n/a | n/a | n/a | n/a | n/a | n/a | n/a | n/a | n/a | n/a | n/a | n/a | n/a | n/a | n/a | n/a | n/a | n/a | n/a | n/a | n/a | n/a | n/a
FDI-0474 | LT1-31113-1030 |  | Installation of FDI LT1-31113-1030. ICC Add/Modify Blocks, Add/Modify Historian Database points., Update Group Points file. |  | Rev 0 | 2012-02-17 | X | X | X | X | X | X | X | X | X | X | X | X | X | X | X | X | X | X | X | X | X | X | X | X | X | X | X | X | X | X | X | X | X | X | X | X | X | X | X | X | X | X | X | n/a | n/a | n/a | n/a | X | n/a | n/a | n/a | n/a | n/a | n/a | n/a | X | X | X | n/a | n/a | n/a | n/a | n/a | n/a | n/a | n/a | n/a | n/a | n/a | n/a | n/a | n/a | n/a | n/a | X | X | X | n/a | n/a | n/a | n/a | n/a | n/a
FDI-0475 | LT1-31113-1037 |  | Installation of FDI LT1-31113-1037. Graphic Modifications |  | Rev 0 | 2012-03-02 | X | X | X | X | X | X | X | X | X | X | X | X | X | X | X | X | X | X | X | X | X | X | X | X | X | X | X | X | X | X | X | X | X | X | X | X | X | X | X | X | X | X | X | n/a | n/a | n/a | n/a | n/a | n/a | n/a | n/a | n/a | n/a | n/a | n/a | X | X | X | n/a | n/a | n/a | n/a | n/a | n/a | n/a | n/a | n/a | n/a | n/a | n/a | n/a | n/a | n/a | n/a | X | X | X | n/a | n/a | n/a | n/a | n/a | n/a
FDI-0476 | LT1-31113-1169 |  | Installation of FDI LT1-31113-1169. ICC Add/Modify Blocks, Add Modify Graphics |  | Rev 0 | 2012-02-17 | X | X | X | X | X | X | X | X | X | X | X | X | X | X | X | X | X | X | X | X | X | X | X | X | X | X | X | X | X | X | X | X | X | X | X | X | X | X | X | X | X | X | X | n/a | n/a | n/a | n/a | n/a | n/a | n/a | n/a | n/a | n/a | n/a | n/a | X | X | X | n/a | n/a | n/a | n/a | n/a | n/a | n/a | n/a | n/a | n/a | n/a | n/a | n/a | n/a | n/a | n/a | X | X | X | n/a | n/a | n/a | n/a | n/a | n/a
FDI-0477 | LT1-31113-0331 |  | Installation of FDI LT1-31113-0331. ICC Add/Modify Blocks, Add Modify Graphics |  | Rev 1 | 2012-07-12 | X | X | X | X | X | X | X | X | X | X | X | X | X | X | X | X | X | X | X | X | X | X | X | X | X | X | X | X | X | X | X | X | X | X | X | X | X | X | X | X | X | X | X | n/a | n/a | n/a | n/a | n/a | n/a | n/a | n/a | n/a | n/a | n/a | n/a | X | X | X | n/a | n/a | n/a | n/a | n/a | n/a | n/a | n/a | n/a | n/a | n/a | n/a | n/a | n/a | n/a | n/a | X | X | X | n/a | n/a | n/a | n/a | n/a | n/a
FDI-0478 | LT1-31113-0998 |  | Installation of FDI LT1-31113-0998, Graphic Modifications |  | Rev 0 | 2012-07-29 | X | X | X | X | X | X | X | X | X | X | X | X | X | X | X | X | X | X | X | X | X | X | X | X | X | X | X | X | X | X | X | X | X | X | X | X | X | X | X | X | X | X | X | n/a | n/a | n/a | n/a | n/a | n/a | n/a | n/a | n/a | n/a | n/a | n/a | X | X | X | n/a | n/a | n/a | n/a | n/a | n/a | n/a | n/a | n/a | n/a | n/a | n/a | n/a | n/a | n/a | n/a | X | X | X | n/a | n/a | n/a | n/a | n/a | n/a
FDI-0479 | LT1-31113-0696 |  | Installation of FDI LT1-31113-0696. Graphic Modifications |  | Rev 0 | 2012-03-12 | X | X | X | X | X | X | X | X | X | X | X | X | X | X | X | X | X | X | X | X | X | X | X | X | X | X | X | X | X | X | X | X | X | X | X | X | X | X | X | X | X | X | X | n/a | n/a | n/a | n/a | n/a | n/a | n/a | n/a | n/a | n/a | n/a | n/a | X | X | X | n/a | n/a | n/a | n/a | n/a | n/a | n/a | n/a | n/a | n/a | n/a | n/a | n/a | n/a | n/a | n/a | X | X | X | n/a | n/a | n/a | n/a | n/a | n/a
FDI-0480 | LT1-31113-0773 |  | Installation of FDI LT1-31113-0773. ICC Add/Modify Blocks. |  | Rev 0 | 2012-05-16 | n/a | n/a | n/a | n/a | n/a | n/a | n/a | n/a | n/a | n/a | n/a | n/a | n/a | n/a | n/a | n/a | n/a | n/a | n/a | n/a | n/a | n/a | n/a | n/a | n/a | n/a | n/a | n/a | n/a | n/a | n/a | n/a | n/a | n/a | n/a | n/a | n/a | n/a | n/a | X | n/a | n/a | n/a | n/a | n/a | n/a | n/a | n/a | n/a | n/a | n/a | n/a | n/a | n/a | n/a | n/a | n/a | n/a | n/a | n/a | n/a | n/a | n/a | n/a | n/a | n/a | n/a | n/a | n/a | n/a | n/a | n/a | n/a | n/a | n/a | n/a | n/a | n/a | n/a | n/a | n/a | n/a | n/a
FDI-0481 | LT1-31113-0942 |  | Installation of FDI LT1-31113-0942. ICC Add/Modify Blocks, Add Modify Graphics, Add/Modify Historian, Update Group Points file, Update MM. |  | Rev 3 | 2012-02-22 | X | X | X | X | X | X | X | X | X | X | X | X | X | X | X | X | X | X | X | X | X | X | X | X | X | X | X | X | X | X | X | X | X | X | X | X | X | X | X | X | X | X | X | n/a | n/a | n/a | X | n/a | n/a | n/a | n/a | n/a | n/a | n/a | n/a | X | X | X | n/a | n/a | n/a | n/a | n/a | n/a | X | X | n/a | n/a | n/a | n/a | n/a | n/a | n/a | n/a | X | X | X | n/a | n/a | n/a | n/a | n/a | n/a
FDI-0482 | LT1-31113-1011 |  | Installation of FDI LT1-31113-1011. ICC Add/Modify Blocks. |  | Rev 1 | 8/25/2012, 11/9/2012 | n/a | n/a | n/a | n/a | n/a | n/a | n/a | n/a | n/a | n/a | n/a | n/a | n/a | n/a | n/a | n/a | n/a | n/a | n/a | n/a | n/a | n/a | n/a | n/a | n/a | n/a | n/a | n/a | n/a | n/a | n/a | n/a | n/a | n/a | n/a | n/a | n/a | n/a | n/a | n/a | n/a | n/a | X | n/a | n/a | n/a | n/a | n/a | n/a | n/a | n/a | n/a | n/a | n/a | n/a | n/a | n/a | n/a | n/a | n/a | n/a | n/a | n/a | n/a | n/a | n/a | n/a | n/a | n/a | n/a | n/a | n/a | n/a | n/a | n/a | n/a | n/a | n/a | n/a | n/a | n/a | n/a | n/a
FDI-0483 | LT1-31113-0858 |  | Installation of FDI LT1-31113-0858. ICC Add/Modify Blocks. |  | Rev 2 | 2012-06-18 | n/a | n/a | n/a | n/a | n/a | n/a | n/a | n/a | n/a | n/a | n/a | n/a | n/a | n/a | n/a | n/a | n/a | n/a | n/a | n/a | n/a | n/a | n/a | n/a | n/a | n/a | n/a | n/a | n/a | n/a | n/a | n/a | n/a | n/a | n/a | n/a | n/a | n/a | n/a | n/a | X | n/a | n/a | n/a | n/a | n/a | n/a | n/a | n/a | n/a | n/a | n/a | n/a | n/a | n/a | n/a | n/a | n/a | n/a | n/a | n/a | n/a | n/a | n/a | n/a | n/a | n/a | n/a | n/a | n/a | n/a | n/a | n/a | n/a | n/a | n/a | n/a | n/a | n/a | n/a | n/a | n/a | n/a
FDI-0484 | LT1-31113-0949 |  | Installation of FDI LT1-31113-0949. Installation update of Brooks Software |  | Rev 0 | 3/12/2012, 4/17/2012 | X | n/a | n/a | n/a | n/a | n/a | n/a | n/a | n/a | n/a | n/a | n/a | n/a | n/a | n/a | n/a | n/a | n/a | n/a | n/a | n/a | n/a | n/a | n/a | n/a | n/a | n/a | n/a | n/a | n/a | n/a | n/a | n/a | X | X | n/a | n/a | n/a | n/a | n/a | n/a | n/a | X | n/a | n/a | n/a | n/a | n/a | n/a | n/a | n/a | n/a | n/a | n/a | n/a | X | X | n/a | n/a | n/a | n/a | n/a | n/a | n/a | n/a | n/a | n/a | n/a | n/a | n/a | n/a | n/a | n/a | n/a | ? | n/a | n/a | n/a | n/a | n/a | n/a | n/a | n/a
FDI-0485 | LT1-31113-1019 |  | Installation of FDI LT1-31113-1019. Graphic Modifications |  | Rev 2 | 2012-03-12 | X | X | X | X | X | X | X | X | X | X | X | X | X | X | X | X | X | X | X | X | X | X | X | X | X | X | X | X | X | X | X | X | X | X | X | X | X | X | X | X | X | X | X | n/a | n/a | n/a | n/a | n/a | n/a | n/a | n/a | n/a | n/a | n/a | n/a | X | X | X | n/a | n/a | n/a | n/a | n/a | n/a | n/a | n/a | n/a | n/a | n/a | n/a | n/a | n/a | n/a | n/a | X | X | X | n/a | n/a | n/a | n/a | n/a | n/a
FDI-0486 | LT1-31113-1046 |  | Installation of FDI LT1-31113-1046. ICC Add/Modify Blocks. |  | Rev 0 | 6/25/2012, 3/5/2012 | n/a | n/a | n/a | n/a | n/a | n/a | n/a | n/a | n/a | n/a | n/a | n/a | n/a | n/a | n/a | n/a | n/a | n/a | n/a | n/a | n/a | n/a | n/a | n/a | n/a | n/a | n/a | n/a | n/a | n/a | n/a | n/a | n/a | n/a | n/a | n/a | n/a | n/a | n/a | n/a | X | n/a | n/a | n/a | n/a | n/a | n/a | n/a | n/a | n/a | n/a | n/a | n/a | n/a | n/a | n/a | n/a | n/a | n/a | n/a | n/a | n/a | n/a | n/a | n/a | n/a | n/a | n/a | n/a | n/a | n/a | n/a | n/a | n/a | n/a | n/a | n/a | n/a | n/a | n/a | n/a | n/a | n/a
FDI-0487 | LT1-31113-1036 |  | Installation of FDI LT1-31113-1036. Graphic Modifications |  | Rev 0 | 2012-02-22 | X | X | X | X | X | X | X | X | X | X | X | X | X | X | X | X | X | X | X | X | X | X | X | X | X | X | X | X | X | X | X | X | X | X | X | X | X | X | X | X | X | X | X | n/a | n/a | n/a | n/a | n/a | n/a | n/a | n/a | n/a | n/a | n/a | n/a | X | X | X | n/a | n/a | n/a | n/a | n/a | n/a | n/a | n/a | n/a | n/a | n/a | n/a | n/a | n/a | n/a | n/a | X | X | X | n/a | n/a | n/a | n/a | n/a | n/a
FDI-0488 | LT1-31113-1057 |  | Installation of FDI LT1-31113-1057. ICC Add/Modify Blocks. |  | Rev 0 | 2012-04-12 | n/a | n/a | n/a | n/a | n/a | n/a | n/a | n/a | n/a | n/a | n/a | n/a | n/a | n/a | n/a | n/a | n/a | n/a | n/a | n/a | n/a | n/a | n/a | n/a | n/a | n/a | n/a | n/a | n/a | n/a | n/a | n/a | n/a | n/a | n/a | n/a | n/a | n/a | n/a | X | n/a | n/a | n/a | n/a | n/a | n/a | n/a | n/a | n/a | n/a | n/a | n/a | n/a | n/a | n/a | n/a | n/a | n/a | n/a | n/a | n/a | n/a | n/a | n/a | n/a | n/a | n/a | n/a | n/a | n/a | n/a | n/a | n/a | n/a | n/a | n/a | n/a | n/a | n/a | n/a | n/a | n/a | n/a
FDI-0489 | LT1-31113-0901 |  | Installation of FDI LT1-31113-0901. Graphic Modifications |  | Rev 0 | 2012-03-05 | X | X | X | X | X | X | X | X | X | X | X | X | X | X | X | X | X | X | X | X | X | X | X | X | X | X | X | X | X | X | X | X | X | X | X | X | X | X | X | X | X | X | X | n/a | n/a | n/a | n/a | n/a | n/a | n/a | n/a | n/a | n/a | n/a | n/a | X | X | X | n/a | n/a | n/a | n/a | n/a | n/a | n/a | n/a | n/a | n/a | n/a | n/a | n/a | n/a | n/a | n/a | X | X | X | n/a | n/a | n/a | n/a | n/a | n/a
FDI-0490 | LT1-31113-1067 |  | Installation of FDI LT1-31113-1067. Graphic Modifications |  | Rev 1 |  | X | X | X | X | X | X | X | X | X | X | X | X | X | X | X | X | X | X | X | X | X | X | X | X | X | X | X | X | X | X | X | X | X | X | X | X | X | X | X | X | X | X | X | n/a | n/a | n/a | n/a | n/a | n/a | n/a | n/a | n/a | n/a | n/a | n/a | X | X | X | n/a | n/a | n/a | n/a | n/a | n/a | n/a | n/a | n/a | n/a | n/a | n/a | n/a | n/a | n/a | n/a | X | X | X | n/a | n/a | n/a | n/a | n/a | n/a
FDI-0491 | LT1-31113-1049 |  | Installation of FDI LT1-31113-1049. Update MM Point. |  | Rev 0 | 2012-06-07 | X | X | X | X | X | X | X | X | X | X | X | X | X | X | X | X | X | X | X | X | X | X | X | X | X | X | X | X | X | X | X | X | X | X | X | X | X | X | X | X | X | X | X | n/a | n/a | n/a | n/a | n/a | n/a | n/a | n/a | n/a | n/a | n/a | n/a | X | X | X | n/a | n/a | n/a | n/a | n/a | n/a | n/a | n/a | n/a | n/a | n/a | n/a | n/a | n/a | n/a | n/a | X | X | X | n/a | n/a | n/a | n/a | n/a | n/a
FDI-0492 | LT1-31113-1045 |  | Installation of FDI LT1-31113-1045. ICC Add/Modify Blocks. |  | Rev 0 | 2012-05-14 | n/a | n/a | n/a | n/a | n/a | n/a | n/a | n/a | n/a | n/a | n/a | n/a | n/a | n/a | n/a | n/a | n/a | n/a | n/a | n/a | n/a | n/a | n/a | n/a | n/a | n/a | n/a | n/a | n/a | n/a | n/a | n/a | n/a | n/a | n/a | n/a | n/a | n/a | n/a | n/a | X | n/a | n/a | n/a | n/a | n/a | n/a | n/a | n/a | n/a | n/a | n/a | n/a | n/a | n/a | n/a | n/a | n/a | n/a | n/a | n/a | n/a | n/a | n/a | n/a | n/a | n/a | n/a | n/a | n/a | n/a | n/a | n/a | n/a | n/a | n/a | n/a | n/a | n/a | n/a | n/a | n/a | n/a
FDI-0493 | LT1-31113-1061 |  | Installation of FDI LT1-31113-1061. ICC Add/Modify Blocks, Add/Modify Historian, Update Group Points file. |  | Rev 0 | 2012-03-14 | X | X | X | X | X | X | X | X | X | X | X | X | X | X | X | X | X | X | X | X | X | X | X | X | X | X | X | X | X | X | X | X | X | X | X | X | X | X | X | X | X | X | X | n/a | n/a | n/a | n/a | n/a | X | n/a | n/a | n/a | n/a | n/a | n/a | X | X | X | n/a | n/a | n/a | n/a | n/a | n/a | n/a | n/a | n/a | n/a | n/a | n/a | n/a | n/a | n/a | n/a | X | X | X | n/a | n/a | n/a | n/a | n/a | n/a
FDI-0494 | LT1-31113-1073 |  | Installation of FDI LT1-31113-1073. ICC Add/Modify Blocks. |  | Rev 0 | 2012-03-02 | n/a | n/a | n/a | n/a | n/a | n/a | n/a | n/a | n/a | n/a | n/a | n/a | n/a | n/a | n/a | n/a | n/a | n/a | n/a | n/a | n/a | n/a | n/a | n/a | n/a | n/a | n/a | n/a | n/a | n/a | n/a | n/a | n/a | n/a | n/a | n/a | n/a | n/a | n/a | X | n/a | n/a | n/a | n/a | n/a | n/a | n/a | n/a | n/a | n/a | n/a | n/a | n/a | n/a | n/a | n/a | n/a | n/a | n/a | n/a | n/a | n/a | n/a | n/a | n/a | n/a | n/a | n/a | n/a | n/a | n/a | n/a | n/a | n/a | n/a | n/a | n/a | n/a | n/a | n/a | n/a | n/a | n/a
FDI-0495 | LT1-31113-1034 |  | Installation of FDI LT1-31113-1034. ICC Add/Modify Blocks, FDSI Config. |  | Rev 1 | 2012-03-05 | n/a | n/a | n/a | n/a | n/a | n/a | n/a | n/a | n/a | n/a | n/a | n/a | n/a | n/a | n/a | n/a | n/a | n/a | n/a | n/a | n/a | n/a | n/a | n/a | n/a | n/a | n/a | n/a | n/a | n/a | n/a | n/a | n/a | n/a | n/a | n/a | n/a | n/a | n/a | n/a | n/a | n/a | X | n/a | n/a | n/a | n/a | n/a | n/a | n/a | n/a | n/a | n/a | n/a | n/a | n/a | n/a | n/a | n/a | n/a | n/a | n/a | n/a | n/a | n/a | n/a | n/a | n/a | n/a | n/a | n/a | n/a | n/a | n/a | n/a | n/a | n/a | n/a | n/a | n/a | n/a | n/a | n/a
FDI-0496 | LT1-31113-0997 |  | Installation of FDI LT1-31113-0997. ICC Add/Modify Blocks, Add Modify Graphics, Add Modify Historian, Add/Modify MM Point. |  | Rev 0 | 2012-03-26 | X | X | X | X | X | X | X | X | X | X | X | X | X | X | X | X | X | X | X | X | X | X | X | X | X | X | X | X | X | X | X | n/a | X | X | X | X | X | X | X | X | X | X | X | n/a | n/a | n/a | n/a | n/a | n/a | n/a | n/a | n/a | n/a | X | n/a | X | X | X | n/a | n/a | n/a | n/a | n/a | n/a | X | X | n/a | n/a | n/a | n/a | n/a | n/a | n/a | n/a | X | X | X | n/a | n/a | n/a | n/a | n/a | n/a
FDI-0497 | LT1-31113-1051 |  | Installation of FDI LT1-31113-1051. Graphic Modifications |  | Rev 0 | 2012-03-30 | X | X | X | X | X | X | X | X | X | X | X | X | X | X | X | X | X | X | X | X | X | X | X | X | X | X | X | X | X | X | X | X | X | X | X | X | X | X | X | X | X | X | X | n/a | n/a | n/a | n/a | n/a | n/a | n/a | n/a | n/a | n/a | n/a | n/a | X | X | X | n/a | n/a | n/a | n/a | n/a | n/a | n/a | n/a | n/a | n/a | n/a | n/a | n/a | n/a | n/a | n/a | X | X | X | n/a | n/a | n/a | n/a | n/a | n/a
FDI-0498 | LT1-31113-1056 |  | Installation of FDI LT1-31113-1056. ICC Add/Modify Blocks. |  | Rev 0 | 2012-03-12 | n/a | n/a | n/a | n/a | n/a | n/a | n/a | n/a | n/a | n/a | n/a | n/a | n/a | n/a | n/a | n/a | n/a | n/a | n/a | n/a | n/a | n/a | n/a | n/a | n/a | n/a | n/a | n/a | n/a | n/a | n/a | n/a | n/a | n/a | n/a | n/a | n/a | n/a | n/a | X | n/a | n/a | n/a | n/a | n/a | n/a | n/a | n/a | n/a | n/a | n/a | n/a | n/a | n/a | n/a | n/a | n/a | n/a | n/a | n/a | n/a | n/a | n/a | n/a | n/a | n/a | n/a | n/a | n/a | n/a | n/a | n/a | n/a | n/a | n/a | n/a | n/a | n/a | n/a | n/a | n/a | n/a | n/a
FDI-0499 | LT1-31113-1068 |  | Installation of FDI LT1-31113-1068. ICC Add/Modify Blocks, Add/Modify Historian Database points., Update Group Points file. |  | Rev 2 | 3/12/2012, 10/05/2013, 3/5/2014 | X | X | X | X | X | X | X | X | X | X | X | X | X | X | X | X | X | X | X | X | X | X | X | X | X | X | X | X | X | X | X | n/a | X | X | X | X | X | X | X | X | X | X | X | n/a | X | X | X | n/a | n/a | n/a | n/a | n/a | n/a | n/a | n/a | X | X | X | n/a | n/a | n/a | n/a | n/a | n/a | n/a | n/a | n/a | n/a | n/a | n/a | n/a | n/a | n/a | n/a | X | X | X | n/a | n/a | n/a | n/a | n/a | n/a
FDI-0500 | LT1-31113-1006 |  | Installation of FDI LT1-31113-1006. ICC Add/Modify Blocks, Add/Modify Historian Database points., Update Group Points file, Update MM. |  | Rev 1 | 2012-06-21 | X | X | X | X | X | X | X | X | X | X | X | X | X | X | X | X | X | X | X | X | X | X | X | X | X | X | X | X | X | X | X | n/a | X | X | X | X | X | X | X | X | X | X | X | n/a | n/a | n/a | n/a | n/a | n/a | n/a | X | n/a | n/a | n/a | n/a | X | X | X | n/a | n/a | n/a | n/a | n/a | n/a | X | X | n/a | n/a | n/a | n/a | n/a | n/a | n/a | n/a | X | X | X | n/a | n/a | n/a | n/a | n/a | n/a
FDI-0501 | LT1-31113-1053 |  | Installation of FDI LT1-31113-1053. ICC Add/Modify Blocks, Disk Space Alarm settings. |  | Rev 4 | 6/25/2012, 3/28/2014 | n/a | n/a | n/a | n/a | n/a | n/a | n/a | n/a | n/a | n/a | n/a | n/a | n/a | n/a | n/a | n/a | n/a | n/a | n/a | n/a | n/a | n/a | n/a | n/a | n/a | n/a | n/a | n/a | n/a | n/a | n/a | n/a | n/a | n/a | n/a | n/a | n/a | n/a | n/a | n/a | X | n/a | n/a | X | X | X | X | X | X | X | X | X | X | X | X | n/a | n/a | n/a | n/a | n/a | X | X | X | n/a | n/a | n/a | n/a | n/a | n/a | n/a | X | X | n/a | n/a | n/a | n/a | n/a | n/a | n/a | n/a | n/a | n/a | n/a
FDI-0502 | LT1-31113-1072 |  | Installation of FDI LT1-31113-1072. Graphic Modifications |  | Rev 1 | 3/30/2012, 6/21/2012 | X | X | X | X | X | X | X | X | X | X | X | X | X | X | X | X | X | X | X | X | X | X | X | X | X | X | X | X | X | X | X | X | X | X | X | X | X | X | X | X | X | X | X | n/a | n/a | n/a | n/a | n/a | n/a | n/a | n/a | n/a | n/a | n/a | n/a | X | X | X | n/a | n/a | n/a | n/a | n/a | n/a | n/a | n/a | n/a | n/a | n/a | n/a | n/a | n/a | n/a | n/a | X | X | X | n/a | n/a | n/a | n/a | n/a | n/a
FDI-0503 | LT1-31113-1080 |  | Installation of FDI LT1-31113-1080. ICC Add/Modify Blocks. |  | Rev 0 |  | n/a | n/a | n/a | n/a | n/a | n/a | n/a | n/a | n/a | n/a | n/a | n/a | n/a | n/a | n/a | n/a | n/a | n/a | n/a | n/a | n/a | n/a | n/a | n/a | n/a | n/a | n/a | n/a | n/a | n/a | n/a | n/a | n/a | n/a | n/a | n/a | n/a | n/a | n/a | n/a | n/a | X | n/a | n/a | n/a | n/a | n/a | n/a | n/a | n/a | n/a | n/a | n/a | n/a | n/a | n/a | n/a | n/a | n/a | n/a | n/a | n/a | n/a | n/a | n/a | n/a | n/a | n/a | n/a | n/a | n/a | n/a | n/a | n/a | n/a | n/a | n/a | n/a | n/a | n/a | n/a | n/a | n/a
FDI-0504 | LT1-31113-1038 |  | Installation of FDI LT1-31113-1038. ICC Add/Modify Blocks, Add/Modify Historian Database points., Update Group Points file. |  | Rev 1 | 2012-03-14 | X | X | X | X | X | X | X | X | X | X | X | X | X | X | X | X | X | X | X | X | X | X | X | X | X | X | X | X | X | X | X | X | X | X | X | X | X | X | X | X | X | X | X | n/a | n/a | n/a | n/a | X | n/a | n/a | n/a | n/a | n/a | n/a | n/a | X | X | X | n/a | n/a | n/a | n/a | n/a | n/a | n/a | n/a | n/a | n/a | n/a | n/a | n/a | n/a | n/a | n/a | X | X | X | n/a | n/a | n/a | n/a | n/a | n/a
FDI-0505 | LT1-31113-1023 |  | Installation of FDI LT1-31113-1023. 1H23-DLK-007 IP Address updates and SCRAM Reports |  | Rev 0 | 2012-03-26 | n/a | n/a | n/a | n/a | n/a | n/a | n/a | n/a | n/a | n/a | n/a | n/a | n/a | n/a | n/a | n/a | n/a | n/a | n/a | n/a | n/a | n/a | n/a | n/a | n/a | n/a | n/a | n/a | n/a | n/a | n/a | n/a | n/a | n/a | n/a | n/a | n/a | n/a | n/a | n/a | n/a | n/a | n/a | n/a | n/a | n/a | n/a | n/a | n/a | n/a | n/a | n/a | n/a | n/a | n/a | n/a | n/a | n/a | n/a | n/a | n/a | n/a | n/a | n/a | n/a | n/a | X | n/a | n/a | n/a | X | n/a | n/a | n/a | n/a | n/a | n/a | n/a | n/a | n/a | n/a | n/a | n/a
FDI-0506 | LT1-31113-1085 |  | Installation of FDI LT1-31113-1085. ICC & Graphic Modifications |  | Rev 0 | 2012-04-26 | X | X | X | X | X | X | X | X | X | X | X | X | X | X | X | X | X | X | X | X | X | X | X | X | X | X | X | X | X | X | X | X | X | X | X | X | X | X | X | X | X | X | X | n/a | n/a | n/a | n/a | n/a | n/a | n/a | n/a | n/a | n/a | n/a | n/a | X | X | X | n/a | n/a | n/a | n/a | n/a | n/a | n/a | n/a | n/a | n/a | n/a | n/a | n/a | n/a | n/a | n/a | X | X | X | n/a | n/a | n/a | n/a | n/a | n/a
FDI-0507 | LT1-31113-1090 |  | Installation of FDI LT1-31113-1090. ICC & Graphic Modifications |  | Rev 0 | 2012-03-16 | X | X | X | X | X | X | X | X | X | X | X | X | X | X | X | X | X | X | X | X | X | X | X | X | X | X | X | X | X | X | X | X | X | X | X | X | X | X | X | X | X | X | X | n/a | n/a | n/a | n/a | n/a | n/a | n/a | n/a | n/a | n/a | n/a | n/a | X | X | X | n/a | n/a | n/a | n/a | n/a | n/a | n/a | n/a | n/a | n/a | n/a | n/a | n/a | n/a | n/a | n/a | X | X | X | n/a | n/a | n/a | n/a | n/a | n/a
FDI-0508 |  |  | OPEN |  | Rev 0 | 2012-03-30 | n/a | n/a | n/a | n/a | n/a | n/a | n/a | n/a | n/a | n/a | n/a | n/a | n/a | n/a | n/a | n/a | n/a | n/a | n/a | n/a | n/a | n/a | n/a | n/a | n/a | n/a | n/a | n/a | n/a | n/a | n/a | n/a | n/a | n/a | n/a | n/a | n/a | n/a | n/a | n/a | n/a | n/a | n/a | n/a | n/a | n/a | n/a | n/a | n/a | n/a | n/a | n/a | n/a | n/a | n/a | n/a | n/a | n/a | n/a | n/a | n/a | n/a | n/a | n/a | n/a | n/a | n/a | n/a | n/a | n/a | n/a | n/a | n/a | n/a | n/a | n/a | n/a | n/a | n/a | n/a | n/a | n/a | n/a
FDI-0509 | LT1-31113-1096 |  | Installation of FDI LT1-31113-1096. Graphic Modifications |  | Rev 0 |  | X | X | X | X | X | X | X | X | X | X | X | X | X | X | X | X | X | X | X | X | X | X | X | X | X | X | X | X | X | X | X | X | X | X | X | X | X | X | X | X | X | X | X | n/a | n/a | n/a | n/a | n/a | n/a | n/a | n/a | n/a | n/a | n/a | n/a | X | X | X | n/a | n/a | n/a | n/a | n/a | n/a | n/a | n/a | n/a | n/a | n/a | n/a | n/a | n/a | n/a | n/a | X | X | X | n/a | n/a | n/a | n/a | n/a | n/a
FDI-0510 | LT1-31113-1076 |  | Installation of FDI LT1-31113-1076. ICC & Graphic Modifications |  | Rev 1 | 2012-03-26 | X | X | X | X | X | X | X | X | X | X | X | X | X | X | X | X | X | X | X | X | X | X | X | X | X | X | X | X | X | X | X | X | X | X | X | X | X | X | X | X | X | X | X | n/a | n/a | n/a | n/a | n/a | n/a | n/a | n/a | n/a | n/a | n/a | n/a | X | X | X | n/a | n/a | n/a | n/a | n/a | n/a | n/a | n/a | n/a | n/a | n/a | n/a | n/a | n/a | n/a | n/a | X | X | X | n/a | n/a | n/a | n/a | n/a | n/a
FDI-0511 | LT1-31113-1002 |  | Installation of FDI LT1-31113-1002. ICC Add/Modify Blocks, Add/Modify Historian Database points., Update Group Points file. |  | Rev 0 | 2012-04-26 | X | X | X | X | X | X | X | X | X | X | X | X | X | X | X | X | X | X | X | X | X | X | X | X | X | X | X | X | X | X | X | X | X | X | X | X | X | X | X | X | X | X | X | n/a | n/a | n/a | n/a | n/a | X | n/a | n/a | n/a | n/a | n/a | n/a | X | X | X | n/a | n/a | n/a | n/a | n/a | n/a | n/a | n/a | n/a | n/a | n/a | n/a | n/a | n/a | n/a | n/a | X | X | X | n/a | n/a | n/a | n/a | n/a | n/a
FDI-0512 | LT1-31113-0934 |  | Installation of FDI LT1-31113-0934. ICC Add/Modify Blocks, Add Modify Historian, update Group points, Add/Modify MM Point. |  | Rev 2 | 2012-03-30 | X | X | X | X | X | X | X | X | X | X | X | X | X | X | X | X | X | X | X | X | X | X | X | X | X | X | X | X | X | X | X | n/a | X | X | X | X | X | X | X | X | X | X | X | n/a | n/a | n/a | n/a | X | n/a | n/a | n/a | n/a | n/a | n/a | n/a | X | X | X | n/a | n/a | n/a | n/a | n/a | n/a | X | X | n/a | n/a | n/a | n/a | n/a | n/a | n/a | n/a | X | X | X | n/a | n/a | n/a | n/a | n/a | n/a
FDI-0513 | LT1-31113-1036 |  | Installation of FDI LT1-31113-1036. ICC Add/Modify Blocks. |  | Rev 1 | 4/14/2012, 5/18/2012 | n/a | n/a | n/a | n/a | n/a | n/a | n/a | n/a | n/a | n/a | n/a | n/a | n/a | n/a | n/a | n/a | n/a | n/a | n/a | n/a | n/a | n/a | n/a | n/a | n/a | n/a | n/a | n/a | n/a | n/a | n/a | n/a | n/a | n/a | n/a | n/a | n/a | n/a | n/a | X | n/a | n/a | n/a | n/a | n/a | n/a | n/a | n/a | n/a | n/a | n/a | n/a | n/a | n/a | n/a | n/a | n/a | n/a | n/a | n/a | n/a | n/a | n/a | n/a | n/a | n/a | n/a | n/a | n/a | n/a | n/a | n/a | n/a | n/a | n/a | n/a | n/a | n/a | n/a | n/a | n/a | n/a | n/a
FDI-0514 | LT1-31113-1104 |  | Installation of FDI LT1-31113-1104. ICC Add/Modify Blocks. |  | Rev 0 | 2012-07-12 | n/a | n/a | n/a | n/a | n/a | n/a | n/a | n/a | n/a | n/a | n/a | n/a | n/a | n/a | n/a | n/a | n/a | n/a | n/a | n/a | n/a | n/a | n/a | n/a | n/a | n/a | n/a | n/a | n/a | n/a | n/a | n/a | n/a | n/a | n/a | n/a | n/a | n/a | n/a | X | n/a | n/a | n/a | n/a | n/a | n/a | n/a | n/a | n/a | n/a | n/a | n/a | n/a | n/a | n/a | n/a | n/a | n/a | n/a | n/a | n/a | n/a | n/a | n/a | n/a | n/a | n/a | n/a | n/a | n/a | n/a | n/a | n/a | n/a | n/a | n/a | n/a | n/a | n/a | n/a | n/a | n/a | n/a
FDI-0515 | LT1-31113-1095 |  | Installation of FDI LT1-31113-1095. ICC Add/Modify Blocks. |  | Rev 0 | 2012-04-03 | n/a | n/a | n/a | n/a | n/a | n/a | n/a | n/a | n/a | n/a | n/a | n/a | n/a | n/a | n/a | n/a | n/a | n/a | n/a | n/a | n/a | n/a | n/a | n/a | n/a | n/a | n/a | n/a | n/a | n/a | X | n/a | n/a | n/a | n/a | n/a | n/a | X | X | X | X | X | X | n/a | n/a | n/a | n/a | n/a | n/a | n/a | n/a | n/a | n/a | n/a | n/a | n/a | n/a | n/a | n/a | n/a | n/a | n/a | n/a | n/a | n/a | n/a | n/a | n/a | n/a | n/a | n/a | n/a | n/a | n/a | n/a | n/a | n/a | n/a | n/a | n/a | n/a | n/a | n/a
FDI-0516 | LT1-31113-1093 |  | Installation of FDI LT1-31113-1093. Graphic Modifications |  | Rev 0 | 2012-06-18 | X | X | X | X | X | X | X | X | X | X | X | X | X | X | X | X | X | X | X | X | X | X | X | X | X | X | X | X | X | X | X | X | X | X | X | X | X | X | X | X | X | X | X | n/a | n/a | n/a | n/a | n/a | n/a | n/a | n/a | n/a | n/a | n/a | n/a | X | X | X | n/a | n/a | n/a | n/a | n/a | n/a | n/a | n/a | n/a | n/a | n/a | n/a | n/a | n/a | n/a | n/a | X | X | X | n/a | n/a | n/a | n/a | n/a | n/a
FDI-0517 | LT1-31113-0991 |  | Installation of FDI LT1-31113-0991. ICC Add/Modify Blocks, Add Modify Graphics, Add Modify MM Point. |  | Rev 0 | 2012-04-03 | X | X | X | X | X | X | X | X | X | X | X | X | X | X | X | X | X | X | X | X | X | X | X | X | X | X | X | X | X | X | X | n/a | X | X | X | X | X | X | X | X | X | X | X | n/a | n/a | n/a | n/a | n/a | n/a | n/a | n/a | n/a | n/a | n/a | n/a | X | X | X | n/a | n/a | n/a | n/a | n/a | n/a | X | X | n/a | n/a | n/a | n/a | n/a | n/a | n/a | n/a | X | X | X | n/a | n/a | n/a | n/a | n/a | n/a
FDI-0518 | LT1-31113-1077 |  | Installation of FDI LT1-31113-1077. ICC Add/Modify Blocks, Add Modify Historian, Update Group Points file, Add/Modify MM Point. |  | Rev 1 | 2012-04-03 | X | X | X | X | X | X | X | X | X | X | X | X | X | X | X | X | X | X | X | X | X | X | X | X | X | X | X | X | X | X | X | n/a | X | X | X | X | X | X | X | X | X | X | X | n/a | n/a | n/a | n/a | X | n/a | n/a | n/a | n/a | n/a | n/a | n/a | X | X | X | n/a | n/a | n/a | n/a | n/a | n/a | X | X | n/a | n/a | n/a | n/a | n/a | n/a | n/a | n/a | X | X | X | n/a | n/a | n/a | n/a | n/a | n/a
FDI-0519 | LT1-31113-1097 |  | Installation of FDI LT1-31113-1097. ICC Add/Modify Blocks. |  | Rev 0 | 2012-04-17 | n/a | n/a | n/a | n/a | n/a | n/a | n/a | n/a | n/a | n/a | n/a | n/a | n/a | n/a | n/a | n/a | n/a | n/a | n/a | n/a | n/a | n/a | n/a | n/a | n/a | n/a | n/a | n/a | n/a | n/a | n/a | n/a | n/a | n/a | n/a | n/a | n/a | n/a | n/a | n/a | X | n/a | n/a | n/a | n/a | n/a | n/a | n/a | n/a | n/a | n/a | n/a | n/a | n/a | n/a | n/a | n/a | n/a | n/a | n/a | n/a | n/a | n/a | n/a | n/a | n/a | n/a | n/a | n/a | n/a | n/a | n/a | n/a | n/a | n/a | n/a | n/a | n/a | n/a | n/a | n/a | n/a | n/a
FDI-0520 | LT1-31113-1092 |  | Installation of FDI LT1-31113-1092. ICC Add/Modify Blocks, Add Modify Graphics, Add/Modify Historian Database points., Update Group Points file. |  | Rev 5 | 2012-03-30 | X | X | X | X | X | X | X | X | X | X | X | X | X | X | X | X | X | X | X | X | X | X | X | X | X | X | X | X | X | X | X | X | X | X | X | X | X | X | X | X | X | X | X | n/a | n/a | n/a | X | n/a | n/a | n/a | n/a | n/a | X | n/a | n/a | X | X | X | n/a | n/a | n/a | n/a | n/a | n/a | n/a | n/a | n/a | n/a | n/a | n/a | n/a | n/a | n/a | n/a | X | X | X | n/a | n/a | n/a | n/a | n/a | n/a
FDI-0521 | LT1-31113-1083 |  | Installation of FDI LT1-31113-1083. ICC Add/Modify Blocks, Add Modify Historian, Update Group Points file, Add/Modify MM Point. |  | Rev 0 | 7/10/2012, 5/10/2013,5/10/2013 | X | X | X | X | X | X | X | X | X | X | X | X | X | X | X | X | X | X | X | X | X | X | X | X | X | X | X | X | X | X | X | n/a | X | X | X | X | X | X | X | X | X | X | X | n/a | n/a | n/a | n/a | X | n/a | n/a | n/a | n/a | n/a | n/a | n/a | X | X | X | n/a | n/a | n/a | n/a | n/a | n/a | X | X | n/a | n/a | n/a | n/a | n/a | n/a | n/a | n/a | X | X | X | n/a | n/a | n/a | n/a | n/a | n/a
FDI-0522 | LT1-31113-1086 |  | Installation of FDI LT1-31113-1086. ICC Add/Modify Blocks. |  | Rev 0 | 2012-04-12 | n/a | n/a | n/a | n/a | n/a | n/a | n/a | n/a | n/a | n/a | n/a | n/a | n/a | n/a | n/a | n/a | n/a | n/a | n/a | n/a | n/a | n/a | n/a | n/a | n/a | n/a | n/a | n/a | n/a | n/a | n/a | n/a | n/a | n/a | n/a | n/a | n/a | n/a | n/a | X | X | n/a | n/a | n/a | n/a | n/a | n/a | n/a | n/a | n/a | n/a | n/a | n/a | n/a | n/a | n/a | n/a | n/a | n/a | n/a | n/a | n/a | n/a | n/a | n/a | n/a | n/a | n/a | n/a | n/a | n/a | n/a | n/a | n/a | n/a | n/a | n/a | n/a | n/a | n/a | n/a | n/a | n/a
FDI-0523 | LT1-31113-1123 |  | Installation of FDI LT1-31113-1123. Graphic Modifications |  | Rev 0 | 4/9/2012, 4/5/2012 | X | X | X | X | X | X | X | X | X | X | X | X | X | X | X | X | X | X | X | X | X | X | X | X | X | X | X | X | X | X | X | X | X | X | X | X | X | X | X | X | X | X | X | n/a | n/a | n/a | n/a | n/a | n/a | n/a | n/a | n/a | n/a | n/a | n/a | X | X | X | n/a | n/a | n/a | n/a | n/a | n/a | n/a | n/a | n/a | n/a | n/a | n/a | n/a | n/a | n/a | n/a | X | X | X | n/a | n/a | n/a | n/a | n/a | n/a
FDI-0524 | LT1-31113-0985 |  | Installation of FDI LT1-31113-0985. ICC Add/Modify Blocks. |  | Rev 1 |  | X | X | X | X | X | X | X | X | X | X | X | X | X | X | X | X | X | X | X | X | X | X | X | X | X | X | X | X | X | X | X | X | X | X | X | X | X | X | X | X | X | X | X | n/a | n/a | n/a | n/a | n/a | n/a | n/a | n/a | n/a | n/a | n/a | n/a | X | X | X | n/a | n/a | n/a | n/a | n/a | n/a | n/a | n/a | n/a | n/a | n/a | n/a | n/a | n/a | n/a | n/a | X | X | X | n/a | n/a | n/a | n/a | n/a | n/a
FDI-0525 | LT1-31113-1054 |  | Installation of FDI LT1-31113-1054. ICC Add/Modify Blocks, Add Modify Graphics |  | Rev 1 | 4/12/2012, 7/12/2012 | X | X | X | X | X | X | X | X | X | X | X | X | X | X | X | X | X | X | X | X | X | X | X | X | X | X | X | X | X | X | X | X | X | X | X | X | X | X | X | X | X | X | X | n/a | n/a | n/a | n/a | n/a | n/a | n/a | n/a | n/a | n/a | n/a | n/a | X | X | X | n/a | n/a | n/a | n/a | n/a | n/a | n/a | n/a | n/a | n/a | n/a | n/a | n/a | n/a | n/a | n/a | X | X | X | n/a | n/a | n/a | n/a | n/a | n/a
FDI-0526 | LT1-31113-1086 |  | Installation of FDI LT1-31113-1086. Graphic Modifications |  | Rev 0 | 2012-04-17 | X | X | X | X | X | X | X | X | X | X | X | X | X | X | X | X | X | X | X | X | X | X | X | X | X | X | X | X | X | X | X | X | X | X | X | X | X | X | X | X | X | X | X | n/a | n/a | n/a | n/a | n/a | n/a | n/a | n/a | n/a | n/a | n/a | n/a | X | X | X | n/a | n/a | n/a | n/a | n/a | n/a | n/a | n/a | n/a | n/a | n/a | n/a | n/a | n/a | n/a | n/a | X | X | X | n/a | n/a | n/a | n/a | n/a | n/a
FDI-0527 | LT1-31113-1125 |  | Installation of FDI LT1-31113-1125. Temp Alarm Server/Client updates. |  | Rev 2 |  | X | X | X | X | X | X | X | X | X | X | X | X | X | X | X | X | X | X | X | X | X | X | X | X | X | X | X | X | X | X | X | X | X | X | X | X | X | X | X | X | X | X | X | n/a | n/a | n/a | n/a | n/a | n/a | n/a | n/a | n/a | n/a | n/a | n/a | X | X | X | n/a | n/a | n/a | n/a | n/a | n/a | n/a | n/a | n/a | X | n/a | n/a | n/a | n/a | n/a | n/a | X | X | X | n/a | n/a | n/a | n/a | n/a | n/a
FDI-0528 | LT1-31113-1098 |  | Installation of FDI LT1-31113-1098. ICC Add/Modify Blocks, Add Modify Graphics, Add Modify Historian, Add/Modify MM Point. |  | Rev 0 | 2012-05-22 | X | X | X | X | X | X | X | X | X | X | X | X | X | X | X | X | X | X | X | X | X | X | X | X | X | X | X | X | X | X | X | n/a | X | X | X | X | X | X | X | X | X | X | X | n/a | n/a | n/a | n/a | X | n/a | n/a | n/a | n/a | n/a | n/a | n/a | X | X | X | n/a | n/a | n/a | n/a | n/a | n/a | X | X | n/a | n/a | n/a | n/a | n/a | n/a | n/a | n/a | X | X | X | n/a | n/a | n/a | n/a | n/a | n/a
FDI-0529 | LT1-31113-1109 |  | Installation of FDI LT1-31113-1109. Graphic Modifications |  | Rev 0 | 2012-04-17 | X | X | X | X | X | X | X | X | X | X | X | X | X | X | X | X | X | X | X | X | X | X | X | X | X | X | X | X | X | X | X | X | X | X | X | X | X | X | X | X | X | X | X | n/a | n/a | n/a | n/a | n/a | n/a | n/a | n/a | n/a | n/a | n/a | n/a | X | X | X | n/a | n/a | n/a | n/a | n/a | n/a | n/a | n/a | n/a | n/a | n/a | n/a | n/a | n/a | n/a | n/a | X | X | X | n/a | n/a | n/a | n/a | n/a | n/a
FDI-0530 | LT1-31113-1118 |  | Installation of FDI LT1-31113-1118. ICC Add/Modify Blocks. |  | Rev 1 | 2012-06-28 | n/a | n/a | n/a | n/a | n/a | n/a | n/a | n/a | n/a | n/a | n/a | n/a | n/a | n/a | n/a | n/a | n/a | n/a | n/a | n/a | n/a | n/a | n/a | n/a | n/a | n/a | n/a | n/a | n/a | n/a | n/a | n/a | n/a | n/a | n/a | n/a | n/a | X | n/a | n/a | n/a | n/a | n/a | n/a | n/a | n/a | n/a | n/a | n/a | n/a | n/a | n/a | n/a | n/a | n/a | n/a | n/a | n/a | n/a | n/a | n/a | n/a | n/a | n/a | n/a | n/a | n/a | n/a | n/a | n/a | n/a | n/a | n/a | n/a | n/a | n/a | n/a | n/a | n/a | n/a | n/a | n/a | n/a
FDI-0531 | LT1-31113-1112 |  | Installation of FDI LT1-31113-1112. ICC Add/Modify Blocks. |  | Rev 0 | 2012-05-22 | n/a | n/a | n/a | n/a | n/a | n/a | n/a | n/a | n/a | n/a | n/a | n/a | n/a | n/a | n/a | n/a | n/a | n/a | n/a | n/a | n/a | n/a | n/a | n/a | n/a | n/a | n/a | n/a | n/a | n/a | n/a | n/a | n/a | n/a | n/a | n/a | n/a | n/a | n/a | n/a | X | X | X | n/a | n/a | n/a | n/a | n/a | n/a | n/a | n/a | n/a | n/a | n/a | n/a | n/a | n/a | n/a | n/a | n/a | n/a | n/a | n/a | n/a | n/a | n/a | n/a | n/a | n/a | n/a | n/a | n/a | n/a | n/a | n/a | n/a | n/a | n/a | n/a | n/a | n/a | n/a | n/a
FDI-0532 | LT1-31113-1094 |  | Installation of FDI LT1-31113-1094. ICC Add/Modify Blocks, Add Modify Graphics, Add Modify Historian, Update Group Points file. |  | Rev 0 | 2012-07-23 | X | X | X | X | X | X | X | X | X | X | X | X | X | X | X | X | X | X | X | X | X | X | X | X | X | X | X | X | X | X | X | X | X | X | X | X | X | X | X | X | X | X | X | n/a | n/a | n/a | X | n/a | n/a | n/a | n/a | n/a | n/a | n/a | n/a | X | X | X | n/a | n/a | n/a | n/a | n/a | n/a | n/a | n/a | n/a | n/a | n/a | n/a | n/a | n/a | n/a | n/a | X | X | X | n/a | n/a | n/a | n/a | n/a | n/a
FDI-0533 | LT1-31113-1119 |  | Installation of FDI LT1-31113-1119. ICC Add/Modify Blocks, Add/Modify Historian Database points., Update Group Points file. |  | Rev 0 | 2012-04-17 | X | X | X | X | X | X | X | X | X | X | X | X | X | X | X | X | X | X | X | X | X | X | X | X | X | X | X | X | X | X | X | X | X | X | X | X | X | X | X | X | X | X | X | n/a | n/a | X | n/a | n/a | n/a | n/a | n/a | n/a | X | n/a | n/a | X | X | X | n/a | n/a | n/a | n/a | n/a | n/a | n/a | n/a | n/a | n/a | n/a | n/a | n/a | n/a | n/a | n/a | X | X | X | n/a | n/a | n/a | n/a | n/a | n/a
FDI-0534 | LT1-31113-1136 |  | Installation of FDI LT1-31113-1136. Opalis updates. |  | Rev 0 | 2012-04-07 | n/a | n/a | n/a | n/a | n/a | n/a | n/a | n/a | n/a | n/a | n/a | n/a | n/a | n/a | n/a | n/a | n/a | n/a | n/a | n/a | n/a | n/a | n/a | n/a | n/a | n/a | n/a | n/a | n/a | n/a | n/a | n/a | n/a | n/a | n/a | n/a | n/a | n/a | n/a | n/a | n/a | n/a | n/a | n/a | n/a | n/a | n/a | n/a | n/a | n/a | n/a | n/a | n/a | n/a | n/a | n/a | n/a | n/a | n/a | n/a | X | n/a | n/a | n/a | n/a | n/a | n/a | n/a | n/a | n/a | n/a | n/a | n/a | n/a | n/a | n/a | n/a | n/a | n/a | n/a | n/a | n/a | n/a
FDI-0535 | LT1-31113-0999 |  | Installation of FDI LT1-31113-0999. ICC Add/Modify Blocks, Add/Modify Historian Database points., Update Group Points file. |  | Rev 1 | 2012-04-07 | X | X | X | X | X | X | X | X | X | X | X | X | X | X | X | X | X | X | X | X | X | X | X | X | X | X | X | X | X | X | X | X | X | X | X | X | X | X | X | X | X | X | X | n/a | n/a | X | n/a | n/a | n/a | n/a | n/a | n/a | X | n/a | n/a | X | X | X | n/a | n/a | n/a | n/a | n/a | n/a | n/a | n/a | n/a | n/a | n/a | n/a | n/a | n/a | n/a | n/a | X | X | X | n/a | n/a | n/a | n/a | n/a | n/a
FDI-0536 | LT1-31113-1022 |  | Installation of FDI LT1-31113-1022. ICC Add/Modify Blocks, Add Modify Graphics, Add/Modify Historian Database points., Update Group Points file. |  | Rev 1 | 7/16/2012, 11/27/2012 | X | X | X | X | X | X | X | X | X | X | X | X | X | X | X | X | X | X | X | X | X | X | X | X | X | X | X | X | X | X | X | X | X | X | X | X | X | X | X | X | X | X | X | n/a | n/a | n/a | X | n/a | X | n/a | n/a | n/a | X | n/a | n/a | X | X | X | n/a | n/a | n/a | n/a | n/a | n/a | n/a | n/a | n/a | n/a | n/a | n/a | n/a | n/a | n/a | n/a | X | X | X | n/a | n/a | n/a | n/a | n/a | n/a
FDI-0537 | LT1-31113-1099 |  | Installation of FDI LT1-31113-1099. MM updates. |  | Rev 1 | 2012-05-08 | n/a | n/a | n/a | n/a | n/a | n/a | n/a | n/a | n/a | n/a | n/a | n/a | n/a | n/a | n/a | n/a | n/a | n/a | n/a | n/a | n/a | n/a | n/a | n/a | n/a | n/a | n/a | n/a | n/a | n/a | n/a | n/a | n/a | n/a | n/a | n/a | n/a | n/a | n/a | n/a | n/a | n/a | n/a | n/a | n/a | n/a | n/a | n/a | n/a | n/a | n/a | n/a | n/a | n/a | n/a | n/a | n/a | n/a | n/a | n/a | n/a | n/a | n/a | n/a | X | X | n/a | n/a | n/a | n/a | n/a | n/a | n/a | n/a | n/a | n/a | n/a | n/a | n/a | n/a | n/a | n/a | n/a
FDI-0538 | LT1-31113-1100 |  | Installation of FDI LT1-31113-1100. ICC Add/Modify Blocks. |  | Rev 0 | 2012-04-13 | n/a | n/a | n/a | n/a | n/a | n/a | n/a | n/a | n/a | n/a | n/a | n/a | n/a | n/a | n/a | n/a | n/a | n/a | n/a | n/a | n/a | n/a | n/a | n/a | n/a | n/a | n/a | n/a | n/a | n/a | n/a | n/a | n/a | n/a | n/a | n/a | n/a | n/a | n/a | n/a | n/a | X | X | n/a | n/a | n/a | n/a | n/a | n/a | n/a | n/a | n/a | n/a | n/a | n/a | n/a | n/a | n/a | n/a | n/a | n/a | n/a | n/a | n/a | n/a | n/a | n/a | n/a | n/a | n/a | n/a | n/a | n/a | n/a | n/a | n/a | n/a | n/a | n/a | n/a | n/a | n/a | n/a
FDI-0539 | LT1-31113-1027 |  | Installation of FDI LT1-31113-1027. Graphic Modifications |  | Rev 0 | 2012-05-14 | X | X | X | X | X | X | X | X | X | X | X | X | X | X | X | X | X | X | X | X | X | X | X | X | X | X | X | X | X | X | X | X | X | X | X | X | X | X | X | X | X | X | X | n/a | n/a | n/a | n/a | n/a | n/a | n/a | n/a | n/a | n/a | n/a | n/a | X | X | X | n/a | n/a | n/a | n/a | n/a | n/a | n/a | n/a | n/a | n/a | n/a | n/a | n/a | n/a | n/a | n/a | X | X | X | n/a | n/a | n/a | n/a | n/a | n/a
FDI-0540 | LT1-31113-0999 |  | Installation of FDI LT1-31113-0999. ICC Add/Modify Blocks. |  | Rev 0 | 2012-05-16 | n/a | n/a | n/a | n/a | n/a | n/a | n/a | n/a | n/a | n/a | n/a | n/a | n/a | n/a | n/a | n/a | n/a | n/a | n/a | n/a | n/a | n/a | n/a | n/a | n/a | n/a | n/a | n/a | n/a | n/a | n/a | n/a | n/a | n/a | n/a | n/a | n/a | n/a | n/a | n/a | n/a | n/a | X | n/a | n/a | n/a | n/a | n/a | n/a | n/a | n/a | n/a | n/a | n/a | n/a | n/a | n/a | n/a | n/a | n/a | n/a | n/a | n/a | n/a | n/a | n/a | n/a | n/a | n/a | n/a | n/a | n/a | n/a | n/a | n/a | n/a | n/a | n/a | n/a | n/a | n/a | n/a | n/a
FDI-0541 | LT1-31113-1151 |  | Installation of FDI LT1-31113-1151. ICC Add/Modify Blocks. |  | Rev 0 | 2012-07-16 | n/a | n/a | n/a | n/a | n/a | n/a | n/a | n/a | n/a | n/a | n/a | n/a | n/a | n/a | n/a | n/a | n/a | n/a | n/a | n/a | n/a | n/a | n/a | n/a | n/a | n/a | n/a | n/a | n/a | n/a | n/a | n/a | n/a | n/a | n/a | n/a | n/a | n/a | n/a | n/a | n/a | n/a | X | n/a | n/a | n/a | n/a | n/a | n/a | n/a | n/a | n/a | n/a | n/a | n/a | n/a | n/a | n/a | n/a | n/a | n/a | n/a | n/a | n/a | n/a | n/a | n/a | n/a | n/a | n/a | n/a | n/a | n/a | n/a | n/a | n/a | n/a | n/a | n/a | n/a | n/a | n/a | n/a
FDI-0542 | LT1-31113-1135 |  | Installation of FDI LT1-31113-1135. ICC Add/Modify Blocks, Add Modify Graphics |  | Rev 2 | 2012-04-26 | X | X | X | X | X | X | X | X | X | X | X | X | X | X | X | X | X | X | X | X | X | X | X | X | X | X | X | X | X | X | X | X | X | X | X | X | X | X | X | X | X | X | X | n/a | n/a | n/a | n/a | n/a | n/a | n/a | n/a | n/a | n/a | n/a | n/a | X | X | X | n/a | n/a | n/a | n/a | n/a | n/a | n/a | n/a | n/a | n/a | n/a | n/a | n/a | n/a | n/a | n/a | X | X | X | n/a | n/a | n/a | n/a | n/a | n/a
FDI-0543 | LT1-31113-1146 |  | Installation of FDI LT1-31113-1146. SOE Add/Modify Blocks. |  | Rev 0 | 2012-06-08 | n/a | n/a | n/a | n/a | n/a | n/a | n/a | n/a | n/a | n/a | n/a | n/a | n/a | n/a | n/a | n/a | n/a | n/a | n/a | n/a | n/a | n/a | n/a | n/a | n/a | n/a | n/a | n/a | n/a | n/a | n/a | n/a | n/a | n/a | n/a | n/a | n/a | n/a | n/a | n/a | n/a | n/a | n/a | n/a | n/a | n/a | n/a | n/a | n/a | n/a | n/a | n/a | n/a | n/a | n/a | n/a | n/a | n/a | n/a | n/a | n/a | n/a | X | n/a | n/a | n/a | n/a | n/a | n/a | n/a | n/a | n/a | n/a | n/a | n/a | n/a | n/a | n/a | n/a | n/a | n/a | n/a | n/a
FDI-0544 | LT1-31113-1144 |  | Installation of FDI LT1-31113-1144. Graphic Modifications |  | Rev 0 | 2012-07-05 | X | X | X | X | X | X | X | X | X | X | X | X | X | X | X | X | X | X | X | X | X | X | X | X | X | X | X | X | X | X | X | X | X | X | X | X | X | X | X | X | X | X | X | n/a | n/a | n/a | n/a | n/a | n/a | n/a | n/a | n/a | n/a | n/a | n/a | X | X | X | n/a | n/a | n/a | n/a | n/a | n/a | n/a | n/a | n/a | n/a | n/a | n/a | n/a | n/a | n/a | n/a | X | X | X | n/a | n/a | n/a | n/a | n/a | n/a
FDI-0545 | LT1-31113-1134 |  | Installation of FDI LT1-31113-1134. ICC Add/Modify Blocks, Add/Modify Graphics, install TRAS patch 2.1.710 |  | Rev 1 | 2012-05-14 | X | X | X | X | X | X | X | X | X | X | X | X | X | X | X | X | X | X | X | X | X | X | X | X | X | X | X | X | X | X | X | X | X | X | X | X | X | X | X | X | X | X | X | n/a | n/a | n/a | n/a | n/a | n/a | n/a | n/a | n/a | n/a | n/a | n/a | X | X | X | n/a | n/a | n/a | n/a | n/a | n/a | n/a | n/a | n/a | n/a | n/a | n/a | n/a | n/a | n/a | n/a | X | X | X | n/a | n/a | n/a | n/a | n/a | n/a
FDI-0546 | LT1-31113-1117 |  | Installation of FDI LT1-31113-1117. ICC Add/Modify Blocks, Add/Modify Historian Database points., Update Group Points file, Update MM. |  | Rev 1 | 7/12/2012, 8/6/2012 | X | X | X | X | X | X | X | X | X | X | X | X | X | X | X | X | X | X | X | X | X | X | X | X | X | X | X | X | X | X | X | X | X | X | X | X | X | X | X | X | X | X | X | n/a | n/a | n/a | n/a | n/a | X | n/a | n/a | n/a | n/a | n/a | n/a | X | X | X | n/a | n/a | n/a | n/a | n/a | n/a | X | X | n/a | n/a | n/a | n/a | n/a | n/a | n/a | n/a | X | X | X | n/a | n/a | n/a | n/a | n/a | n/a
FDI-0547 | LT1-31113-0693 |  | Installation of FDI LT1-31113-0693. Graphic Modifications |  | Rev 1 | 2012-06-08 | X | X | X | X | X | X | X | X | X | X | X | X | X | X | X | X | X | X | X | X | X | X | X | X | X | X | X | X | X | X | X | X | X | X | X | X | X | X | X | X | X | X | X | n/a | n/a | n/a | n/a | n/a | n/a | n/a | n/a | n/a | n/a | n/a | n/a | X | X | X | n/a | n/a | n/a | n/a | n/a | n/a | n/a | n/a | n/a | n/a | n/a | n/a | n/a | n/a | n/a | n/a | X | X | X | n/a | n/a | n/a | n/a | n/a | n/a
FDI-0548 | LT1-31113-0696 |  | Installation of FDI LT1-31113-0696. ICC Add/Modify Blocks, Add/Modify Historian Database points., Update Group Points file. |  | Rev 0 | 2012-10-11 | X | X | X | X | X | X | X | X | X | X | X | X | X | X | X | X | X | X | X | X | X | X | X | X | X | X | X | X | X | X | X | X | X | X | X | X | X | X | X | X | X | X | X | n/a | n/a | n/a | n/a | X | X | n/a | n/a | n/a | n/a | n/a | n/a | X | X | X | n/a | n/a | n/a | n/a | n/a | n/a | n/a | n/a | n/a | n/a | n/a | n/a | n/a | n/a | n/a | n/a | X | X | X | n/a | n/a | n/a | n/a | n/a | n/a
FDI-0549 | LT1-31113-1163 |  | Installation of FDI LT1-31113-1163. ICC Add/Modify Blocks. |  | Rev 0 | 2012-05-16 | n/a | n/a | n/a | n/a | n/a | n/a | n/a | n/a | n/a | n/a | n/a | n/a | n/a | n/a | n/a | n/a | n/a | n/a | n/a | n/a | n/a | n/a | n/a | n/a | n/a | n/a | n/a | n/a | n/a | n/a | X | n/a | n/a | n/a | n/a | n/a | n/a | X | X | X | X | n/a | n/a | n/a | n/a | n/a | n/a | n/a | n/a | n/a | n/a | n/a | n/a | n/a | n/a | n/a | n/a | n/a | n/a | n/a | n/a | n/a | n/a | n/a | n/a | n/a | n/a | n/a | n/a | n/a | n/a | n/a | n/a | n/a | n/a | n/a | n/a | n/a | n/a | n/a | n/a | n/a | n/a
FDI-0550 | LT1-31113-1143 |  | Installation of FDI LT1-31113-1143. Graphic Modifications |  | Rev 0 | 2012-06-27 | X | X | X | X | X | X | X | X | X | X | X | X | X | X | X | X | X | X | X | X | X | X | X | X | X | X | X | X | X | X | X | X | X | X | X | X | X | X | X | X | X | X | X | n/a | n/a | n/a | n/a | n/a | n/a | n/a | n/a | n/a | n/a | n/a | n/a | X | X | X | n/a | n/a | n/a | n/a | n/a | n/a | n/a | n/a | n/a | n/a | n/a | n/a | n/a | n/a | n/a | n/a | X | X | X | n/a | n/a | n/a | n/a | n/a | n/a
FDI-0551 | LT1-31113-1155 |  | Installation of FDI LT1-31113-1155. ICC Add/Modify Blocks, Add Modify Graphics |  | Rev 0 | 2012-07-05 | X | X | X | X | X | X | X | X | X | X | X | X | X | X | X | X | X | X | X | X | X | X | X | X | X | X | X | X | X | X | X | X | X | X | X | X | X | X | X | X | X | X | X | n/a | n/a | n/a | n/a | n/a | n/a | n/a | n/a | n/a | n/a | n/a | n/a | X | X | X | n/a | n/a | n/a | n/a | n/a | n/a | n/a | n/a | n/a | n/a | n/a | n/a | n/a | n/a | n/a | n/a | X | X | X | n/a | n/a | n/a | n/a | n/a | n/a
FDI-0552 | LT1-31113-1147 |  | Installation of FDI LT1-31113-1147. ICC Add/Modify Blocks, Graphic Modifications. Add/Modify Historian, Update Group Points file, Add/Modify MM |  | Rev 2 | 2012-07-05 | X | X | X | X | X | X | X | X | X | X | X | X | X | X | X | X | X | X | X | X | X | X | X | X | X | X | X | X | X | X | X | n/a | X | X | X | X | X | X | X | X | X | X | X | n/a | X | X | n/a | n/a | n/a | n/a | n/a | n/a | n/a | n/a | n/a | X | X | X | n/a | n/a | n/a | n/a | n/a | n/a | X | X | n/a | n/a | n/a | n/a | n/a | n/a | n/a | n/a | X | X | X | n/a | n/a | n/a | n/a | n/a | n/a
FDI-0553 | LT1-31113-0821 |  | Installation of FDI LT1-31113-0821. Add/Modify MM Point. |  | Rev 0 | 2012-06-08 | n/a | n/a | n/a | n/a | n/a | n/a | n/a | n/a | n/a | n/a | n/a | n/a | n/a | n/a | n/a | n/a | n/a | n/a | n/a | n/a | n/a | n/a | n/a | n/a | n/a | n/a | n/a | n/a | n/a | n/a | n/a | n/a | n/a | n/a | n/a | n/a | n/a | n/a | n/a | n/a | n/a | n/a | n/a | n/a | n/a | n/a | n/a | n/a | n/a | n/a | n/a | n/a | n/a | n/a | n/a | n/a | n/a | n/a | n/a | n/a | n/a | n/a | n/a | n/a | X | X | n/a | n/a | n/a | n/a | n/a | n/a | n/a | n/a | n/a | n/a | n/a | n/a | n/a | n/a | n/a | n/a | n/a
FDI-0554 | LT1-31113-1171 |  | Installation of FDI LT1-31113-1171. Graphic Modifications |  | Rev 2 | 2012-05-22 | X | X | X | X | X | X | X | X | X | X | X | X | X | X | X | X | X | X | X | X | X | X | X | X | X | X | X | X | X | X | X | X | X | X | X | X | X | X | X | X | X | X | X | n/a | n/a | n/a | n/a | n/a | n/a | n/a | n/a | n/a | n/a | n/a | n/a | X | X | X | n/a | n/a | n/a | n/a | n/a | n/a | n/a | n/a | n/a | n/a | n/a | n/a | n/a | n/a | n/a | n/a | X | X | X | n/a | n/a | n/a | n/a | n/a | n/a
FDI-0555 | LT1-31113-1131 |  | Installation of FDI LT1-31113-1131. ICC Add/Modify Blocks, Add/Modify Graphics, Add/Modify Historian Database points., Update Group Points file, Update MM. |  | Rev 1 | 1/14/2013, 5/23/2012 | X | X | X | X | X | X | X | X | X | X | X | X | X | X | X | X | X | X | X | X | X | X | X | X | X | X | X | X | X | X | X | X | X | X | X | X | X | X | X | X | X | X | X | n/a | n/a | n/a | n/a | n/a | n/a | n/a | X | n/a | n/a | n/a | n/a | X | X | X | n/a | n/a | n/a | n/a | n/a | n/a | X | X | n/a | n/a | n/a | n/a | n/a | n/a | n/a | n/a | X | X | X | n/a | n/a | n/a | n/a | n/a | n/a
FDI-0556 | LT1-31113-1129 |  | Installation of FDI LT1-31113-1129. ICC Add/Modify Blocks, Add/Modify Historian Database points., Update Group Points file. |  | Rev 0 | 6/8/2012, 6/28/2012 | X | X | X | X | X | X | X | X | X | X | X | X | X | X | X | X | X | X | X | X | X | X | X | X | X | X | X | X | X | X | X | X | X | X | X | X | X | X | X | X | X | X | X | n/a | n/a | n/a | n/a | n/a | n/a | n/a | X | n/a | n/a | n/a | n/a | X | X | X | n/a | n/a | n/a | n/a | n/a | n/a | n/a | n/a | n/a | n/a | n/a | n/a | n/a | n/a | n/a | n/a | X | X | X | n/a | n/a | n/a | n/a | n/a | n/a
FDI-0557 | LT1-31113-1124 |  | Installation of FDI LT1-31113-1124. ICC Add/Modify Blocks, Add/Modify Graphics, Add/Modify Historian Database points., Update Group Points file, Update MM. |  | Rev 0 | 2012-06-07 | X | X | X | X | X | X | X | X | X | X | X | X | X | X | X | X | X | X | X | X | X | X | X | X | X | X | X | X | X | X | X | X | X | X | X | X | X | X | X | X | X | X | X | n/a | n/a | n/a | n/a | n/a | n/a | n/a | X | n/a | n/a | n/a | n/a | X | X | X | n/a | n/a | n/a | n/a | n/a | n/a | X | X | n/a | n/a | n/a | n/a | n/a | n/a | n/a | n/a | X | X | X | n/a | n/a | n/a | n/a | n/a | n/a
FDI-0558 | LT1-31113-1154 |  | Installation of FDI LT1-31113-1154. ICC Add/Modify Blocks, Add/Modify Graphics, Add/Modify Historian Database points., Update Group Points file. |  | Rev 3 | 2012-06-13 | X | X | X | X | X | X | X | X | X | X | X | X | X | X | X | X | X | X | X | X | X | X | X | X | X | X | X | X | X | X | X | X | X | X | X | X | X | X | X | X | X | X | X | n/a | n/a | n/a | n/a | X | X | X | X | X | n/a | X | n/a | X | X | X | n/a | n/a | n/a | n/a | n/a | n/a | X | X | n/a | n/a | n/a | n/a | n/a | n/a | n/a | n/a | X | X | X | n/a | n/a | n/a | n/a | n/a | n/a
FDI-0559 | LT1-31113-1164 |  | Installation of FDI LT1-31113-1164. Installation of QF1099423 (FCM 1.59) |  | Rev 0 | 7/10/2012, 7/20/2012 | n/a | n/a | n/a | n/a | n/a | n/a | n/a | n/a | n/a | n/a | n/a | n/a | n/a | n/a | n/a | n/a | n/a | n/a | n/a | n/a | n/a | n/a | n/a | n/a | n/a | n/a | n/a | n/a | n/a | n/a | n/a | n/a | n/a | n/a | n/a | n/a | n/a | X | X | X | X | X | X | n/a | n/a | n/a | n/a | n/a | n/a | n/a | n/a | n/a | n/a | n/a | n/a | n/a | n/a | n/a | n/a | n/a | n/a | n/a | n/a | n/a | n/a | n/a | n/a | n/a | n/a | n/a | n/a | n/a | n/a | n/a | n/a | n/a | n/a | n/a | n/a | n/a | n/a | n/a | n/a
FDI-0560 | LT1-31113-1176 |  | Installation of FDI LT1-31113-1176. ICC Add/Modify Blocks. |  | Rev 0 | 2012-08-21 | n/a | n/a | n/a | n/a | n/a | n/a | n/a | n/a | n/a | n/a | n/a | n/a | n/a | n/a | n/a | n/a | n/a | n/a | n/a | n/a | n/a | n/a | n/a | n/a | n/a | n/a | n/a | n/a | n/a | n/a | n/a | n/a | n/a | n/a | n/a | n/a | n/a | n/a | X | n/a | n/a | n/a | n/a | n/a | n/a | n/a | n/a | n/a | n/a | n/a | n/a | n/a | n/a | n/a | n/a | n/a | n/a | n/a | n/a | n/a | n/a | n/a | n/a | n/a | n/a | n/a | n/a | n/a | n/a | n/a | n/a | n/a | n/a | n/a | n/a | n/a | n/a | n/a | n/a | n/a | n/a | n/a | n/a
FDI-0561 | LT1-31113-1179 |  | Installation of FDI LT1-31113-1179. Graphic Modifications |  | Rev 0 | 2012-01-08 | X | X | X | X | X | X | X | X | X | X | X | X | X | X | X | X | X | X | X | X | X | X | X | X | X | X | X | X | X | X | X | X | X | X | X | X | X | X | X | X | X | X | X | n/a | n/a | n/a | n/a | n/a | n/a | n/a | n/a | n/a | n/a | n/a | n/a | X | X | X | n/a | n/a | n/a | n/a | n/a | n/a | n/a | n/a | n/a | n/a | n/a | n/a | n/a | n/a | n/a | n/a | X | X | X | n/a | n/a | n/a | n/a | n/a | n/a
FDI-0562 | LT1-31113-1181 |  | Installation of FDI LT1-31113-1181. ICC Add/Modify Blocks. |  | Rev 1 | 2012-06-13 | n/a | n/a | n/a | n/a | n/a | n/a | n/a | n/a | n/a | n/a | n/a | n/a | n/a | n/a | n/a | n/a | n/a | n/a | n/a | n/a | n/a | n/a | n/a | n/a | n/a | n/a | n/a | n/a | n/a | n/a | n/a | n/a | n/a | n/a | n/a | n/a | n/a | n/a | n/a | X | n/a | n/a | n/a | n/a | n/a | n/a | n/a | n/a | n/a | n/a | n/a | n/a | n/a | n/a | n/a | n/a | n/a | n/a | n/a | n/a | n/a | n/a | n/a | n/a | n/a | n/a | n/a | n/a | n/a | n/a | n/a | n/a | n/a | n/a | n/a | n/a | n/a | n/a | n/a | n/a | n/a | n/a | n/a
FDI-0563 |  |  | OPEN |  | Rev 0 |  | n/a | n/a | n/a | n/a | n/a | n/a | n/a | n/a | n/a | n/a | n/a | n/a | n/a | n/a | n/a | n/a | n/a | n/a | n/a | n/a | n/a | n/a | n/a | n/a | n/a | n/a | n/a | n/a | n/a | n/a | n/a | n/a | n/a | n/a | n/a | n/a | n/a | n/a | n/a | n/a | n/a | n/a | n/a | n/a | n/a | n/a | n/a | n/a | n/a | n/a | n/a | n/a | n/a | n/a | n/a | n/a | n/a | n/a | n/a | n/a | n/a | n/a | n/a | n/a | n/a | n/a | n/a | n/a | n/a | n/a | n/a | n/a | n/a | n/a | n/a | n/a | n/a | n/a | n/a | n/a | n/a | n/a | n/a
FDI-0564 | LT1-31113-1189 |  | Installation of FDI LT1-31113-1189. ICC Add/Modify Blocks. |  | Rev 1 | 6/13/2012, 7/30/2012 | n/a | n/a | n/a | n/a | n/a | n/a | n/a | n/a | n/a | n/a | n/a | n/a | n/a | n/a | n/a | n/a | n/a | n/a | n/a | n/a | n/a | n/a | n/a | n/a | n/a | n/a | n/a | n/a | n/a | n/a | n/a | n/a | n/a | n/a | n/a | n/a | n/a | n/a | X | n/a | X | n/a | n/a | n/a | n/a | n/a | n/a | n/a | n/a | n/a | n/a | n/a | n/a | n/a | n/a | n/a | n/a | n/a | n/a | n/a | n/a | n/a | n/a | n/a | n/a | n/a | n/a | n/a | n/a | n/a | n/a | n/a | n/a | n/a | n/a | n/a | n/a | n/a | n/a | n/a | n/a | n/a | n/a
FDI-0565 | LT1-31113-1150 |  | Installation of FDI LT1-31113-1150. ICC Add/Modify Blocks. |  | Rev 0 | 2012-06-28 | n/a | n/a | n/a | n/a | n/a | n/a | n/a | n/a | n/a | n/a | n/a | n/a | n/a | n/a | n/a | n/a | n/a | n/a | n/a | n/a | n/a | n/a | n/a | n/a | n/a | n/a | n/a | n/a | n/a | n/a | n/a | n/a | n/a | n/a | n/a | n/a | n/a | n/a | n/a | X | X | n/a | n/a | n/a | n/a | n/a | n/a | n/a | n/a | n/a | n/a | n/a | n/a | n/a | n/a | n/a | n/a | n/a | n/a | n/a | n/a | n/a | n/a | n/a | n/a | n/a | n/a | n/a | n/a | n/a | n/a | n/a | n/a | n/a | n/a | n/a | n/a | n/a | n/a | n/a | n/a | n/a | n/a
FDI-0566 | LT1-31113-1177 |  | Installation of FDI LT1-31113-1177. ICC Add/Modify Blocks, Add/Modify Graphics, Add/Modify Historian Database points., Update Group Points file. |  | Rev 0 | 2012-06-28 | X | X | X | X | X | X | X | X | X | X | X | X | X | X | X | X | X | X | X | X | X | X | X | X | X | X | X | X | X | X | X | X | X | X | X | X | X | X | X | X | X | X | X | n/a | n/a | n/a | X |  | n/a | n/a | n/a | n/a | n/a | X | n/a | X | X | X | n/a | n/a | n/a | n/a | n/a | n/a | n/a | n/a | n/a | n/a | n/a | n/a | n/a | n/a | n/a | n/a | X | X | X | n/a | n/a | n/a | n/a | n/a | n/a
FDI-0567 | LT1-31113-1186 |  | Installation of FDI LT1-31113-1186. ICC Add/Modify Blocks. |  | Rev 1 | 2012-07-16 | n/a | n/a | n/a | n/a | n/a | n/a | n/a | n/a | n/a | n/a | n/a | n/a | n/a | n/a | n/a | n/a | n/a | n/a | n/a | n/a | n/a | n/a | n/a | n/a | n/a | n/a | n/a | n/a | n/a | n/a | n/a | n/a | n/a | n/a | n/a | n/a | n/a | n/a | n/a | n/a | n/a | X | n/a | n/a | n/a | n/a | n/a | n/a | n/a | n/a | n/a | n/a | n/a | n/a | n/a | n/a | n/a | n/a | n/a | n/a | n/a | n/a | n/a | n/a | n/a | n/a | n/a | n/a | n/a | n/a | n/a | n/a | n/a | n/a | n/a | n/a | n/a | n/a | n/a | n/a | n/a | n/a | n/a
FDI-0568 | LT1-31113-1173 |  | Installation of FDI LT1-31113-1173. Graphic Modifications |  | Rev 1 | 2012-07-05 | X | X | X | X | X | X | X | X | X | X | X | X | X | X | X | X | X | X | X | X | X | X | X | X | X | X | X | X | X | X | X | X | X | X | X | X | X | X | X | X | X | X | X | n/a | n/a | n/a | n/a | n/a | n/a | n/a | n/a | n/a | n/a | n/a | n/a | X | X | X | n/a | n/a | n/a | n/a | n/a | n/a | n/a | n/a | n/a | n/a | n/a | n/a | n/a | n/a | n/a | n/a | X | X | X | n/a | n/a | n/a | n/a | n/a | n/a
FDI-0569 | LT1-31113-1082 |  | Installation of FDI LT1-31113-1082. ICC Add/Modify Blocks, Add/Modify Historian, Update Group Points file, Add/Modify MM |  | Rev 1 | 7/5/2012, 9/24/2012 | X | X | X | X | X | X | X | X | X | X | X | X | X | X | X | X | X | X | X | X | X | X | X | X | X | X | X | X | X | X | X | n/a | X | X | X | X | X | X | X | X | X | X | X | n/a | n/a | n/a | n/a | X | n/a | n/a | n/a | n/a | n/a | n/a | n/a | X | X | X | n/a | n/a | n/a | n/a | n/a | n/a | X | X | n/a | n/a | n/a | n/a | n/a | n/a | n/a | n/a | X | X | X | n/a | n/a | n/a | n/a | n/a | n/a
FDI-0570 | LT1-31113-1167 |  | Installation of FDI LT1-31113-1167. ICC Add/Modify Blocks, Graphic Modifications. Add/Modify Historian, Update Group Points file, Add/Modify MM |  | Rev 3 | 2012-08-04 | X | X | X | X | X | X | X | X | X | X | X | X | X | X | X | X | X | X | X | X | X | X | X | X | X | X | X | X | X | X | X | n/a | X | X | X | X | X | X | X | X | X | X | X | n/a | n/a | n/a | n/a | n/a | X | n/a | n/a | n/a | n/a | n/a | n/a | X | X | X | n/a | n/a | n/a | n/a | n/a | n/a | X | X | n/a | n/a | n/a | n/a | n/a | n/a | n/a | n/a | X | X | X | n/a | n/a | n/a | n/a | n/a | n/a
FDI-0571 | LT1-31113-1192 |  | Installation of FDI LT1-31113-1192. Graphic Modifications |  | Rev 0 | 7/5/2012, 1/14/2013,8/20/2012 | X | X | X | X | X | X | X | X | X | X | X | X | X | X | X | X | X | X | X | X | X | X | X | X | X | X | X | X | X | X | X | X | X | X | X | X | X | X | X | X | X | X | X | n/a | n/a | n/a | n/a | n/a | n/a | n/a | n/a | n/a | n/a | n/a | n/a | X | X | X | n/a | n/a | n/a | n/a | n/a | n/a | n/a | n/a | n/a | n/a | n/a | n/a | n/a | n/a | n/a | n/a | X | X | X | n/a | n/a | n/a | n/a | n/a | n/a
FDI-0572 | LT1-31113-1190 |  | Installation of FDI LT1-31113-1190. ICC Add/Modify Blocks. |  | Rev 0 | 2012-07-05 | n/a | n/a | n/a | n/a | n/a | n/a | n/a | n/a | n/a | n/a | n/a | n/a | n/a | n/a | n/a | n/a | n/a | n/a | n/a | n/a | n/a | n/a | n/a | n/a | n/a | n/a | n/a | n/a | n/a | n/a | n/a | n/a | n/a | n/a | n/a | n/a | n/a | n/a | n/a | X | n/a | n/a | n/a | n/a | n/a | n/a | n/a | n/a | n/a | n/a | n/a | n/a | n/a | n/a | n/a | n/a | n/a | n/a | n/a | n/a | n/a | n/a | n/a | n/a | n/a | n/a | n/a | n/a | n/a | n/a | n/a | n/a | n/a | n/a | n/a | n/a | n/a | n/a | n/a | n/a | n/a | n/a | n/a
FDI-0573 | LT1-31113-1185 |  | Installation of FDI LT1-31113-1185. ICC Add/Modify Blocks. |  | Rev 1 | 2012-07-05 | n/a | n/a | n/a | n/a | n/a | n/a | n/a | n/a | n/a | n/a | n/a | n/a | n/a | n/a | n/a | n/a | n/a | n/a | n/a | n/a | n/a | n/a | n/a | n/a | n/a | n/a | n/a | n/a | n/a | n/a | n/a | n/a | n/a | n/a | n/a | n/a | n/a | X | n/a | X | n/a | n/a | n/a | n/a | n/a | n/a | n/a | n/a | n/a | n/a | n/a | n/a | n/a | n/a | n/a | n/a | n/a | n/a | n/a | n/a | n/a | n/a | n/a | n/a | n/a | n/a | n/a | n/a | n/a | n/a | n/a | n/a | n/a | n/a | n/a | n/a | n/a | n/a | n/a | n/a | n/a | n/a | n/a
FDI-0574 | LT1-31113-1187 |  | Installation of FDI LT1-31113-1187. ICC Add/Modify Blocks, Add/Modify Graphics, Add/Modify Historian Database points., Update Group Points file. |  | Rev 0 | 2012-07-05 | X | X | X | X | X | X | X | X | X | X | X | X | X | X | X | X | X | X | X | X | X | X | X | X | X | X | X | X | X | X | X | n/a | X | X | X | X | X | X | X | X | X | X | X | n/a | n/a | n/a | n/a | n/a | X | n/a | n/a | n/a | n/a | n/a | n/a | X | X | X | n/a | n/a | n/a | n/a | n/a | n/a | n/a | n/a | n/a | n/a | n/a | n/a | n/a | n/a | n/a | n/a | X | X | X | n/a | n/a | n/a | n/a | n/a | n/a
FDI-0575 | LT1-31113-1196 |  | Installation of FDI LT1-31113-1196. ICC Add/Modify Blocks, Add Modify Graphics, update foxind/ptfe files |  | Rev 2 | 2012-07-05 | X | X | X | X | X | X | X | X | X | X | X | X | X | X | X | X | X | X | X | X | X | X | X | X | X | X | X | X | X | X | X | n/a | X | X | X | X | X | X | X | X | X | X | X | n/a | n/a | n/a | n/a | n/a | n/a | n/a | n/a | n/a | n/a | n/a | n/a | X | X | X | n/a | n/a | X | n/a | n/a | n/a | n/a | n/a | n/a | n/a | n/a | n/a | n/a | n/a | n/a | n/a | X | X | X | n/a | n/a | n/a | n/a | n/a | n/a
FDI-0576 | LT1-31113-1197 |  | Installation of FDI LT1-31113-1197. ICC Add/Modify Blocks, Add/Modify Graphics, Add/Modify Historian Database points., Update Group Points file. |  | Rev 0 | 2012-07-16 | X | X | X | X | X | X | X | X | X | X | X | X | X | X | X | X | X | X | X | X | X | X | X | X | X | X | X | X | X | X | X | n/a | X | X | X | X | X | X | X | X | X | X | X | n/a | X | X | n/a | n/a | n/a | n/a | n/a | n/a | n/a | n/a | n/a | X | X | X | n/a | n/a | n/a | n/a | n/a | n/a | n/a | n/a | n/a | n/a | n/a | n/a | n/a | n/a | n/a | n/a | X | X | X | n/a | n/a | n/a | n/a | n/a | n/a
FDI-0577 | LT1-31113-1203 |  | Installation of FDI LT1-31113-1203. Install of SP3 and sercuity patches on TSC stations. |  | Rev 0 | 2012-07-20 | n/a | n/a | n/a | n/a | n/a | n/a | n/a | n/a | n/a | n/a | n/a | n/a | n/a | n/a | n/a | n/a | n/a | n/a | n/a | n/a | n/a | n/a | n/a | n/a | n/a | n/a | n/a | n/a | n/a | n/a | n/a | n/a | n/a | n/a | n/a | n/a | n/a | n/a | n/a | n/a | n/a | n/a | n/a | n/a | n/a | n/a | n/a | n/a | n/a | n/a | n/a | n/a | n/a | n/a | n/a | n/a | n/a | n/a | n/a | n/a | n/a | n/a | n/a | n/a | n/a | n/a | n/a | n/a | n/a | n/a | n/a | n/a | n/a | n/a | n/a | n/a | n/a | X | X | n/a | n/a | n/a | n/a
FDI-0578 | LT1-31113-1006 |  | Installation of FDI LT1-31113-1006. ICC Add/Modify Blocks, Add Modify Historian, Update Group Points file, Add/Modify MM Point. |  | Rev 1 | 2012-08-11 | X | X | X | X | X | X | X | X | X | X | X | X | X | X | X | X | X | X | X | X | X | X | X | X | X | X | X | X | X | X | X | n/a | X | X | X | X | X | X | X | X | X | X | X | n/a | n/a | n/a | X | n/a | n/a | n/a | n/a | n/a | n/a | n/a | n/a | X | X | X | n/a | n/a | n/a | n/a | n/a | n/a | X | X | n/a | n/a | n/a | n/a | n/a | n/a | n/a | n/a | X | X | X | n/a | n/a | n/a | n/a | n/a | n/a
FDI-0579 | LT1-31113-1210 |  | Installation of FDI LT1-31113-1210. Graphic Modifications |  | Rev 0 | 8/8/2012, 9/5/2012 | X | X | X | X | X | X | X | X | X | X | X | X | X | X | X | X | X | X | X | X | X | X | X | X | X | X | X | X | X | X | X | X | X | X | X | X | X | X | X | X | X | X | X | n/a | n/a | n/a | n/a | n/a | n/a | n/a | n/a | n/a | n/a | n/a | n/a | X | X | X | n/a | n/a | n/a | n/a | n/a | n/a | n/a | n/a | n/a | n/a | n/a | n/a | n/a | n/a | n/a | n/a | X | X | X | n/a | n/a | n/a | n/a | n/a | n/a
FDI-0580 | LT1-31113-1210 |  | Installation of FDI LT1-31113-1210. ICC Add/Modify Blocks, Add/Modify Historian Database points., Update Group Points file. |  | Rev 0 | 2012-07-27 | X | X | X | X | X | X | X | X | X | X | X | X | X | X | X | X | X | X | X | X | X | X | X | X | X | X | X | X | X | X | X | n/a | X | X | X | X | X | X | X | X | X | X | X | n/a | n/a | X | n/a | n/a | n/a | n/a | n/a | n/a | X | n/a | n/a | X | X | X | n/a | n/a | n/a | n/a | n/a | n/a | n/a | n/a | n/a | n/a | n/a | n/a | n/a | n/a | n/a | n/a | X | X | X | n/a | n/a | n/a | n/a | n/a | n/a
FDI-0581 | LT1-31113-1229 |  | Installation of FDI LT1-31113-1229. ICC Add/Modify Blocks, Add Modify Graphics |  | Rev 0 | 2012-07-27 | X | X | X | X | X | X | X | X | X | X | X | X | X | X | X | X | X | X | X | X | X | X | X | X | X | X | X | X | X | X | X | X | X | X | X | X | X | X | X | X | X | X | X | n/a | n/a | n/a | n/a | n/a | n/a | n/a | n/a | n/a | n/a | n/a | n/a | X | X | X | n/a | n/a | n/a | n/a | n/a | n/a | n/a | n/a | n/a | n/a | n/a | n/a | n/a | n/a | n/a | n/a | X | X | X | n/a | n/a | n/a | n/a | n/a | n/a
FDI-0582 | LT1-31113-1206 |  | Installation of FDI LT1-31113-1206. ICC Add/Modify Blocks. |  | Rev 1 | 2012-08-06 | n/a | n/a | n/a | n/a | n/a | n/a | n/a | n/a | n/a | n/a | n/a | n/a | n/a | n/a | n/a | n/a | n/a | n/a | n/a | n/a | n/a | n/a | n/a | n/a | n/a | n/a | n/a | n/a | n/a | n/a | n/a | n/a | n/a | n/a | n/a | n/a | n/a | n/a | X | X | X | n/a | n/a | n/a | n/a | n/a | n/a | n/a | n/a | n/a | n/a | n/a | n/a | n/a | n/a | n/a | n/a | n/a | n/a | n/a | n/a | n/a | n/a | n/a | n/a | n/a | n/a | n/a | n/a | n/a | n/a | n/a | n/a | n/a | n/a | n/a | n/a | n/a | n/a | n/a | n/a | n/a | n/a
FDI-0583 | LT1-31113-1236 |  | Installation of FDI LT1-31113-1236. Graphic Modifications |  | Rev 2 | 8/8/2012, 3/4/2013 | X | X | X | X | X | X | X | X | X | X | X | X | X | X | X | X | X | X | X | X | X | X | X | X | X | X | X | X | X | X | X | X | X | X | X | X | X | X | X | X | X | X | X | n/a | n/a | n/a | n/a | n/a | n/a | n/a | n/a | n/a | n/a | n/a | n/a | X | X | X | n/a | n/a | n/a | n/a | n/a | n/a | n/a | n/a | n/a | n/a | n/a | n/a | n/a | n/a | n/a | n/a | X | X | X | n/a | n/a | n/a | n/a | n/a | n/a
FDI-0584 | LT1-31113-1175 |  | Installation of FDI LT1-31113-1175. ICC Add/Modify Blocks, Graphic Modifications. Add/Modify Historian, Update Group Points file, Add/Modify MM |  | Rev 0 | 8/13/2012, 11/9/2012 | X | X | X | X | X | X | X | X | X | X | X | X | X | X | X | X | X | X | X | X | X | X | X | X | X | X | X | X | X | X | X | n/a | X | X | X | X | X | X | X | X | X | X | X | n/a | n/a | n/a | n/a | X | n/a | n/a | n/a | n/a | n/a | n/a | n/a | X | X | X | n/a | n/a | n/a | n/a | n/a | n/a | X | X | n/a | n/a | n/a | n/a | n/a | n/a | n/a | n/a | X | X | X | n/a | n/a | n/a | n/a | n/a | n/a
FDI-0585 | LT1-31113-1202 |  | Installation of FDI LT1-31113-1202. ICC Add/Modify Blocks, Add/Modify Historian Database points., Update Group Points file. |  | Rev 0 | 2012-08-21 | X | X | X | X | X | X | X | X | X | X | X | X | X | X | X | X | X | X | X | X | X | X | X | X | X | X | X | X | X | X | X | n/a | X | X | X | X | X | X | X | X | X | X | X | n/a | n/a | n/a | X | n/a | n/a | n/a | n/a | n/a | X | n/a | n/a | X | X | X | n/a | n/a | n/a | n/a | n/a | n/a | n/a | n/a | n/a | n/a | n/a | n/a | n/a | n/a | n/a | n/a | X | X | X | n/a | n/a | n/a | n/a | n/a | n/a
FDI-0586 | LT1-31113-1014 |  | Installation of FDI LT1-31113-1014. ICC Add/Modify Blocks, Add/Modify Graphics, Add/Modify Historian Database points., Update Group Points file. Update MVD chassis.xmls |  | Rev 4 | 2012-08-20 | X | X | X | X | X | X | X | X | X | X | X | X | X | X | X | X | X | X | X | X | X | X | X | X | X | X | X | X | X | X | X | n/a | X | X | X | X | X | X | X | X | X | X | X | n/a | n/a | n/a | X | n/a | n/a | n/a | n/a | n/a | X | n/a | n/a | X | X | X | n/a | n/a | n/a | X | X | n/a | n/a | n/a | n/a | n/a | n/a | n/a | n/a | n/a | n/a | n/a | X | X | X | n/a | n/a | n/a | n/a | n/a | n/a
FDI-0587 | LT1-31113-1212 |  | Installation of FDI LT1-31113-1212. Graphic Modifications |  | Rev 0 | 10/11/2012, 3/12/2013,3/27/2013 | X | X | X | X | X | X | X | X | X | X | X | X | X | X | X | X | X | X | X | X | X | X | X | X | X | X | X | X | X | X | X | X | X | X | X | X | X | X | X | X | X | X | X | n/a | n/a | n/a | n/a | n/a | n/a | n/a | n/a | n/a | n/a | n/a | n/a | X | X | X | n/a | n/a | n/a | n/a | n/a | n/a | n/a | n/a | n/a | n/a | n/a | n/a | n/a | n/a | n/a | n/a | X | X | X | n/a | n/a | n/a | n/a | n/a | n/a
FDI-0588 | LT1-31113-1184 |  | Installation of FDI LT1-31113-1184. Add/Modify Historian Database points., Update Group Points file. |  | Rev 1 | 2012-10-25 | X | X | X | X | X | X | X | X | X | X | X | X | X | X | X | X | X | X | X | X | X | X | X | X | X | X | X | X | X | X | X | n/a | X | X | X | X | X | X | X | X | X | X | X | n/a | n/a | X | X | X | n/a | X | n/a | X | X | n/a | X | X | X | X | n/a | n/a | n/a | n/a | n/a | n/a | n/a | n/a | n/a | n/a | n/a | n/a | n/a | n/a | n/a | n/a | X | X | X | n/a | n/a | n/a | n/a | n/a | n/a
FDI-0589 | LT1-31113-1207 |  | Installation of FDI LT1-31113-1207. ICC Add/Modify Blocks. |  | Rev 0 | 2012-08-31 | n/a | n/a | n/a | n/a | n/a | n/a | n/a | n/a | n/a | n/a | n/a | n/a | n/a | n/a | n/a | n/a | n/a | n/a | n/a | n/a | n/a | n/a | n/a | n/a | n/a | n/a | n/a | n/a | n/a | n/a | n/a | n/a | n/a | n/a | n/a | n/a | n/a | n/a | n/a | n/a | n/a | n/a | X | n/a | n/a | n/a | n/a | n/a | n/a | n/a | n/a | n/a | n/a | n/a | n/a | n/a | n/a | n/a | n/a | n/a | n/a | n/a | n/a | n/a | n/a | n/a | n/a | n/a | n/a | n/a | n/a | n/a | n/a | n/a | n/a | n/a | n/a | n/a | n/a | n/a | n/a | n/a | n/a
FDI-0590 | LT1-31113-1191 |  | Installation of FDI LT1-31113-1191. ICC Add/Modify Blocks, Add/Modify Historian Database points., Update Group Points file. |  | Rev 0 | 2012-08-21 | X | X | X | X | X | X | X | X | X | X | X | X | X | X | X | X | X | X | X | X | X | X | X | X | X | X | X | X | X | X | X | n/a | X | X | X | X | X | X | X | X | X | X | X | n/a | n/a | n/a | n/a | X | n/a | n/a | n/a | n/a | n/a | n/a | n/a | X | X | X | n/a | n/a | n/a | n/a | n/a | n/a | n/a | n/a | n/a | n/a | n/a | n/a | n/a | n/a | n/a | n/a | X | X | X | n/a | n/a | n/a | n/a | n/a | n/a
FDI-0591 | LT1-31113-1224 |  | Installation of FDI LT1-31113-1224 Environment Permissions, MS Office complete install on 1AW033 & 1AW118 |  | Rev 5 | 2012-08-20 | n/a | n/a | n/a | n/a | n/a | n/a | n/a | n/a | n/a | n/a | n/a | n/a | n/a | n/a | n/a | n/a | n/a | n/a | n/a | n/a | n/a | n/a | n/a | n/a | n/a | n/a | n/a | n/a | n/a | n/a | X | n/a | n/a | n/a | X | n/a | X | X | X | X | X | X | X | n/a | n/a | n/a | n/a | n/a | n/a | n/a | n/a | n/a | n/a | n/a | n/a | X | X | X | n/a | n/a | n/a | n/a | n/a | n/a | n/a | n/a | n/a | n/a | n/a | n/a | n/a | n/a | n/a | n/a | X | n/a | n/a | n/a | n/a | n/a | n/a | n/a | n/a
FDI-0592 | LT1-31113-1214 |  | Installation of FDI LT1-31113-1214. ICC Add/Modify Blocks, Add/Modify Graphics, Add/Modify Historian Database points., Update Group Points file, Update MM. |  | Rev 1 | 11/19/2012, 2/20/2013,6/4/2014 | X | X | X | X | X | X | X | X | X | X | X | X | X | X | X | X | X | X | X | X | X | X | X | X | X | X | X | X | X | X | X | n/a | X | X | X | X | X | X | X | X | X | X | X | n/a | n/a | n/a | n/a | n/a | X | n/a | n/a | n/a | n/a | n/a | n/a | X | X | X | n/a | n/a | n/a | n/a | n/a | n/a | X | X | n/a | n/a | n/a | n/a | n/a | n/a | n/a | n/a | X | X | X | n/a | n/a | n/a | n/a | n/a | n/a
FDI-0593 | LT1-31113-1234 |  | Installation of FDI LT1-31113-1234. ICC Add/Modify Blocks, Add/Modify Historian Database points., Update Group Points file.Add/Modify HSH/TDR/SOE Database points. |  | Rev 2 | 2012-08-31 | X | X | X | X | X | X | X | X | X | X | X | X | X | X | X | X | X | X | X | X | X | X | X | X | X | X | X | X | X | X | X | X | X | X | X | X | X | X | X | X | X | X | X | n/a | n/a | n/a | n/a | n/a | X | n/a | X | X | n/a | X | n/a | X | X | X | n/a | n/a | n/a | X | X | n/a | n/a | n/a | n/a | n/a | n/a | n/a | n/a | n/a | n/a | n/a | X | X | X | n/a | n/a | n/a | n/a | n/a | n/a
FDI-0594 | LT1-31113-1226 |  | Installation of FDI LT1-31113-1226. ICC Add/Modify Blocks, Add/Modify Historian Database points., Update Group Points file. |  | Rev 1 | 3/27/2013, 4/12/2013 | X | X | X | X | X | X | X | X | X | X | X | X | X | X | X | X | X | X | X | X | X | X | X | X | X | X | X | X | X | X | X | X | X | X | X | X | X | X | X | X | X | X | X | n/a | n/a | X | n/a | n/a | n/a | n/a | n/a | n/a | X | n/a | n/a | X | X | X | n/a | n/a | n/a | n/a | n/a | n/a | n/a | n/a | n/a | n/a | n/a | n/a | n/a | n/a | n/a | n/a | X | X | X | n/a | n/a | n/a | n/a | n/a | n/a
FDI-0595 | LT1-31113-1238 |  | Installation of FDI LT1-31113-1238. ICC Add/Modify Blocks. |  | Rev 0 | 10/17/2012, 3/21/2013 | n/a | n/a | n/a | n/a | n/a | n/a | n/a | n/a | n/a | n/a | n/a | n/a | n/a | n/a | n/a | n/a | n/a | n/a | n/a | n/a | n/a | n/a | n/a | n/a | n/a | n/a | n/a | n/a | n/a | n/a | n/a | n/a | n/a | n/a | n/a | n/a | n/a | n/a | n/a | n/a | n/a | n/a | X | n/a | n/a | n/a | n/a | n/a | n/a | n/a | n/a | n/a | n/a | n/a | n/a | n/a | n/a | n/a | n/a | n/a | n/a | n/a | n/a | n/a | n/a | n/a | n/a | n/a | n/a | n/a | n/a | n/a | n/a | n/a | n/a | n/a | n/a | n/a | n/a | n/a | n/a | n/a | n/a
FDI-0596 | LT1-31113-1138 |  | Installation of FDI LT1-31113-1138. ICC Add/Modify Blocks, Add/Modify Historian Database points., Update Group Points file. |  | Rev 0 | 2012-08-21 | X | X | X | X | X | X | X | X | X | X | X | X | X | X | X | X | X | X | X | X | X | X | X | X | X | X | X | X | X | X | X | X | X | X | X | X | X | X | X | X | X | X | X | n/a | n/a | n/a | n/a | X | X | X | X | n/a | n/a | n/a | n/a | X | X | X | n/a | n/a | n/a | n/a | n/a | n/a | n/a | n/a | n/a | n/a | n/a | n/a | n/a | n/a | n/a | n/a | X | X | X | n/a | n/a | n/a | n/a | n/a | n/a
FDI-0597 | LT1-31113-1244 |  | Installation of FDI LT1-31113-1244. ICC Add/Modify Blocks, Add/Modify Graphics, Update Environment Permissions, Update foxind/3drds files. |  | Rev 3 | 2012-09-24 | X | X | X | X | X | X | X | X | X | X | X | X | X | X | X | X | X | X | X | X | X | X | X | X | X | X | X | X | X | X | X | X | X | X | X | X | X | X | X | X | X | X | X | n/a | n/a | n/a | n/a | n/a | n/a | n/a | n/a | n/a | n/a | n/a | n/a | X | X | X | n/a | n/a | n/a | n/a | n/a | n/a | n/a | n/a | n/a | n/a | n/a | n/a | n/a | n/a | n/a | n/a | X | X | X | n/a | n/a | n/a | n/a | n/a | n/a
FDI-0598 | LT1-31113-1253 |  | Installation of FDI LT1-31113-1253. Update foxboro.sys & REDLManager. QF1020334C & QF1013764, Update Grouppoint.exe, Keypad, TCL. |  | Rev 1 | 2012-11-09 | X | X | X | X | X | X | X | X | X | X | X | X | X | X | X | X | X | X | X | X | X | X | X | X | X | X | X | X | X | X | X | X | X | X | X | X | X | X | X | X | X | X | X | X | X | X | X | X | X | X | X | X | X | X | X | X | X | X | X | X | X | X | X | X | X | X | X | X | X | X | X | X | X | X | X | X | X | n/a | n/a | n/a | n/a | n/a | n/a
FDI-0599 | LT1-31113-1240 |  | Installation of FDI LT1-31113-1240. ICC Add/Modify Blocks. |  | Rev 1 | 2012-11-06 | n/a | n/a | n/a | n/a | n/a | n/a | n/a | n/a | n/a | n/a | n/a | n/a | n/a | n/a | n/a | n/a | n/a | n/a | n/a | n/a | n/a | n/a | n/a | n/a | n/a | n/a | n/a | n/a | n/a | n/a | n/a | n/a | n/a | n/a | n/a | n/a | n/a | n/a | n/a | n/a | X | n/a | n/a | n/a | n/a | n/a | n/a | n/a | n/a | n/a | n/a | n/a | n/a | n/a | n/a | n/a | n/a | n/a | n/a | n/a | n/a | n/a | n/a | n/a | n/a | n/a | n/a | n/a | n/a | n/a | n/a | n/a | n/a | n/a | n/a | n/a | n/a | n/a | n/a | n/a | n/a | n/a | n/a
FDI-0600 | LT1-31113-1252 |  | Installation of FDI LT1-31113-1252. Graphic Modifications |  | Rev 0 | 2012-09-05 | X | X | X | X | X | X | X | X | X | X | X | X | X | X | X | X | X | X | X | X | X | X | X | X | X | X | X | X | X | X | X | X | X | X | X | X | X | X | X | X | X | X | X | n/a | n/a | n/a | n/a | n/a | n/a | n/a | n/a | n/a | n/a | n/a | n/a | X | X | X | n/a | n/a | n/a | n/a | n/a | n/a | n/a | n/a | n/a | n/a | n/a | n/a | n/a | n/a | n/a | n/a | X | X | X | n/a | n/a | n/a | n/a | n/a | n/a
FDI-0601 | LT1-31113-1250 |  | Installation of FDI LT1-31113-1250. ICC & Graphic Modifications |  | Rev 1 | 2012-09-24 | X | X | X | X | X | X | X | X | X | X | X | X | X | X | X | X | X | X | X | X | X | X | X | X | X | X | X | X | X | X | X | X | X | X | X | X | X | X | X | X | X | X | X | n/a | n/a | n/a | n/a | n/a | n/a | n/a | n/a | n/a | n/a | n/a | n/a | X | X | X | n/a | n/a | n/a | n/a | n/a | n/a | n/a | n/a | n/a | n/a | n/a | n/a | n/a | n/a | n/a | n/a | X | X | X | n/a | n/a | n/a | n/a | n/a | n/a
FDI-0602 | LT1-31113-1256 |  | Installation of FDI LT1-31113-1256. Report Package Block Status Report update. |  | Rev 0 | 2012-10-17 | n/a | n/a | n/a | n/a | n/a | n/a | n/a | n/a | n/a | n/a | n/a | n/a | n/a | n/a | n/a | n/a | n/a | n/a | n/a | n/a | n/a | n/a | n/a | n/a | n/a | n/a | n/a | n/a | n/a | n/a | n/a | n/a | n/a | n/a | n/a | n/a | n/a | n/a | n/a | n/a | n/a | n/a | n/a | n/a | n/a | n/a | n/a | n/a | n/a | n/a | n/a | n/a | n/a | n/a | n/a | n/a | n/a | n/a | n/a | n/a | n/a | n/a | n/a | n/a | n/a | n/a | n/a | n/a | n/a | n/a | X | X | n/a | n/a | n/a | n/a | n/a | n/a | n/a | n/a | n/a | n/a | n/a
FDI-0603 | LT1-31113-1255 |  | Installation of FDI LT1-31113-1255. Graphic Modifications |  | Rev 0 | 2013-03-27 | X | X | X | X | X | X | X | X | X | X | X | X | X | X | X | X | X | X | X | X | X | X | X | X | X | X | X | X | X | X | X | X | X | X | X | X | X | X | X | X | X | X | X | n/a | n/a | n/a | n/a | n/a | n/a | n/a | n/a | n/a | n/a | n/a | n/a | X | X | X | n/a | n/a | n/a | n/a | n/a | n/a | n/a | n/a | n/a | n/a | n/a | n/a | n/a | n/a | n/a | n/a | X | X | X | n/a | n/a | n/a | n/a | n/a | n/a
FDI-0604 | LT1-31113-1252 |  | Installation of FDI LT1-31113-1252. ICC Add/Modify Blocks. |  | Rev 0 | 2012-09-05 | n/a | n/a | n/a | n/a | n/a | n/a | n/a | n/a | n/a | n/a | n/a | n/a | n/a | n/a | n/a | n/a | n/a | n/a | n/a | n/a | n/a | n/a | n/a | n/a | n/a | n/a | n/a | n/a | n/a | n/a | n/a | n/a | n/a | n/a | n/a | n/a | n/a | n/a | X | n/a | n/a | n/a | n/a | n/a | n/a | n/a | n/a | n/a | n/a | n/a | n/a | n/a | n/a | n/a | n/a | n/a | n/a | n/a | n/a | n/a | n/a | n/a | n/a | n/a | n/a | n/a | n/a | n/a | n/a | n/a | n/a | n/a | n/a | n/a | n/a | n/a | n/a | n/a | n/a | n/a | n/a | n/a | n/a
FDI-0605 | LT1-31113-1218 |  | Installation of FDI LT1-31113-1218. Graphic Modifications |  | Rev 2 | 2012-09-11 | X | X | X | X | X | X | X | X | X | X | X | X | X | X | X | X | X | X | X | X | X | X | X | X | X | X | X | X | X | X | X | X | X | X | X | X | X | X | X | X | X | X | X | n/a | n/a | n/a | n/a | n/a | n/a | n/a | n/a | n/a | n/a | n/a | n/a | X | X | X | n/a | n/a | n/a | n/a | n/a | n/a | n/a | n/a | n/a | n/a | n/a | n/a | n/a | n/a | n/a | n/a | X | X | X | n/a | n/a | n/a | n/a | n/a | n/a
FDI-0606 | LT1-31113-0936 |  | Installation of FDI LT1-31113-0936. Graphic Modifications |  | Rev 1 | 2013-01-26 | X | X | X | X | X | X | X | X | X | X | X | X | X | X | X | X | X | X | X | X | X | X | X | X | X | X | X | X | X | X | X | X | X | X | X | X | X | X | X | X | X | X | X | n/a | n/a | n/a | n/a | n/a | n/a | n/a | n/a | n/a | n/a | n/a | n/a | X | X | X | n/a | n/a | n/a | n/a | n/a | n/a | n/a | n/a | n/a | n/a | n/a | n/a | n/a | n/a | n/a | n/a | X | X | X | n/a | n/a | n/a | n/a | n/a | n/a
FDI-0607 | LT1-31113-1254 |  | Installation of FDI LT1-31113-1254. Graphic Modifications |  | Rev 1 | 2012-10-22 | X | X | X | X | X | X | X | X | X | X | X | X | X | X | X | X | X | X | X | X | X | X | X | X | X | X | X | X | X | X | X | X | X | X | X | X | X | X | X | X | X | X | X | n/a | n/a | n/a | n/a | n/a | n/a | n/a | n/a | n/a | n/a | n/a | n/a | X | X | X | n/a | n/a | n/a | n/a | n/a | n/a | n/a | n/a | n/a | n/a | n/a | n/a | n/a | n/a | n/a | n/a | X | X | X | n/a | n/a | n/a | n/a | n/a | n/a
FDI-0608 | LT1-31113-1254 |  | Installation of FDI LT1-31113-1254. ICC Add/Modify Blocks, Add/Modify Historian Database points., Update Group Points file. |  | Rev 0 | 2012-09-27 | X | X | X | X | X | X | X | X | X | X | X | X | X | X | X | X | X | X | X | X | X | X | X | X | X | X | X | X | X | X | X | X | X | X | X | X | X | X | X | X | X | X | X | n/a | n/a | n/a | n/a | n/a | n/a | n/a | n/a | n/a | n/a | X | n/a | X | X | X | n/a | n/a | n/a | n/a | n/a | n/a | n/a | n/a | n/a | n/a | n/a | n/a | n/a | n/a | n/a | n/a | X | X | X | n/a | n/a | n/a | n/a | n/a | n/a
FDI-0609 | LT1-31113-1283 |  | Installation of FDI LT1-31113-1283. ICC Add/Modify Blocks. |  | Rev 0 | 2012-09-27 | n/a | n/a | n/a | n/a | n/a | n/a | n/a | n/a | n/a | n/a | n/a | n/a | n/a | n/a | n/a | n/a | n/a | n/a | n/a | n/a | n/a | n/a | n/a | n/a | n/a | n/a | n/a | n/a | n/a | n/a | n/a | n/a | n/a | n/a | n/a | n/a | n/a | n/a | n/a | n/a | n/a | n/a | X | n/a | n/a | n/a | n/a | n/a | n/a | n/a | n/a | n/a | n/a | n/a | n/a | n/a | n/a | n/a | n/a | n/a | n/a | n/a | n/a | n/a | n/a | n/a | n/a | n/a | n/a | n/a | n/a | n/a | n/a | n/a | n/a | n/a | n/a | n/a | n/a | n/a | n/a | n/a | n/a
FDI-0610 | LT1-31113-1274 |  | Installation of FDI LT1-31113-1274. Install TRAS patch 2.1.720 |  | Rev 0 | 2012-09-24 | X | X | X | X | X | X | X | X | X | X | X | X | X | X | X | X | X | X | X | X | X | X | X | X | X | X | X | X | X | X | X | X | X | X | X | X | X | X | X | X | X | X | X | n/a | n/a | n/a | n/a | n/a | n/a | n/a | n/a | n/a | n/a | n/a | n/a | X | X | X | n/a | n/a | n/a | n/a | n/a | n/a | n/a | n/a | n/a | n/a | n/a | n/a | n/a | n/a | n/a | n/a | X | X | X | n/a | n/a | n/a | n/a | n/a | n/a
FDI-0611 | LT1-31113-1074 |  | Installation of FDI LT1-31113-1074. ICC Add/Modify Blocks, Graphic Modifications. Add/Modify Historian, Update Group Points file, Add/Modify MM, OLPS Update, Block Status Report Update. |  | Rev 4 | 9/19/2012, 12/03/2013 | X | X | X | X | X | X | X | X | X | X | X | X | X | X | X | X | X | X | X | X | X | X | X | X | X | X | X | X | X | X | X | n/a | X | X | X | X | X | X | X | X | X | X | X | n/a | n/a | n/a | X | n/a | n/a | n/a | n/a | n/a | X | n/a | n/a | X | X | X | n/a | n/a | X | n/a | n/a | n/a | X | X | n/a | n/a | n/a | n/a | n/a | X | n/a | n/a | X | X | X | n/a | n/a | n/a | n/a | n/a | n/a
FDI-0612 | LT1-31113-0732 |  | Installation of FDI LT1-31113-0732. ICC Add/Modify Blocks. |  | Rev 0 | 11/14/2012, 2/25/2013 | n/a | n/a | n/a | n/a | n/a | n/a | n/a | n/a | n/a | n/a | n/a | n/a | n/a | n/a | n/a | n/a | n/a | n/a | n/a | n/a | n/a | n/a | n/a | n/a | n/a | n/a | n/a | n/a | n/a | n/a | n/a | n/a | n/a | n/a | n/a | n/a | n/a | n/a | n/a | X | X | n/a | n/a | n/a | n/a | n/a | n/a | n/a | n/a | n/a | n/a | n/a | n/a | n/a | n/a | n/a | n/a | n/a | n/a | n/a | n/a | n/a | n/a | n/a | n/a | n/a | n/a | n/a | n/a | n/a | n/a | n/a | n/a | n/a | n/a | n/a | n/a | n/a | n/a | n/a | n/a | n/a | n/a
FDI-0613 | LT1-31113-1295 |  | Installation of FDI LT1-31113-1295. ICC Add/Modify Blocks. |  | Rev 0 | 2012-09-24 | n/a | n/a | n/a | n/a | n/a | n/a | n/a | n/a | n/a | n/a | n/a | n/a | n/a | n/a | n/a | n/a | n/a | n/a | n/a | n/a | n/a | n/a | n/a | n/a | n/a | n/a | n/a | n/a | n/a | n/a | n/a | n/a | n/a | n/a | n/a | n/a | n/a | n/a | n/a | n/a | n/a | X | n/a | n/a | n/a | n/a | n/a | n/a | n/a | n/a | n/a | n/a | n/a | n/a | n/a | n/a | n/a | n/a | n/a | n/a | n/a | n/a | n/a | n/a | n/a | n/a | n/a | n/a | n/a | n/a | n/a | n/a | n/a | n/a | n/a | n/a | n/a | n/a | n/a | n/a | n/a | n/a | n/a
FDI-0614 | LT1-31113-1287 |  | Installation of FDI LT1-31113-1287. ICC Add/Modify Blocks. |  | Rev 0 | 2012-09-24 | n/a | n/a | n/a | n/a | n/a | n/a | n/a | n/a | n/a | n/a | n/a | n/a | n/a | n/a | n/a | n/a | n/a | n/a | n/a | n/a | n/a | n/a | n/a | n/a | n/a | n/a | n/a | n/a | n/a | n/a | n/a | n/a | n/a | n/a | n/a | n/a | n/a | n/a | X | n/a | n/a | n/a | n/a | n/a | n/a | n/a | n/a | n/a | n/a | n/a | n/a | n/a | n/a | n/a | n/a | n/a | n/a | n/a | n/a | n/a | n/a | n/a | n/a | n/a | n/a | n/a | n/a | n/a | n/a | n/a | n/a | n/a | n/a | n/a | n/a | n/a | n/a | n/a | n/a | n/a | n/a | n/a | n/a
FDI-0615 | LT1-31113-1293 |  | Installation of FDI LT1-31113-1293. AIM Historian Instance & Collector Modifications |  | Rev 0 | 2012-10-11 | n/a | n/a | n/a | n/a | n/a | n/a | n/a | n/a | n/a | n/a | n/a | n/a | n/a | n/a | n/a | n/a | n/a | n/a | n/a | n/a | n/a | n/a | n/a | n/a | n/a | n/a | n/a | n/a | n/a | n/a | n/a | n/a | n/a | n/a | n/a | n/a | n/a | n/a | n/a | n/a | n/a | n/a | n/a | X | X | X | X | X | X | X | X | X | X | X | X | n/a | n/a | n/a | n/a | n/a | n/a | n/a | X | n/a | n/a | n/a | n/a | n/a | n/a | n/a | n/a | n/a | n/a | n/a | n/a | n/a | n/a | n/a | n/a | n/a | n/a | n/a | n/a
FDI-0616 |  |  | OPEN |  | Rev 0 |  | n/a | n/a | n/a | n/a | n/a | n/a | n/a | n/a | n/a | n/a | n/a | n/a | n/a | n/a | n/a | n/a | n/a | n/a | n/a | n/a | n/a | n/a | n/a | n/a | n/a | n/a | n/a | n/a | n/a | n/a | n/a | n/a | n/a | n/a | n/a | n/a | n/a | n/a | n/a | n/a | n/a | n/a | n/a | n/a | n/a | n/a | n/a | n/a | n/a | n/a | n/a | n/a | n/a | n/a | n/a | n/a | n/a | n/a | n/a | n/a | n/a | n/a | n/a | n/a | n/a | n/a | n/a | n/a | n/a | n/a | n/a | n/a | n/a | n/a | n/a | n/a | n/a | n/a | n/a | n/a | n/a | n/a | n/a
FDI-0617 | LT1-31113-1267 |  | Installation of FDI LT1-31113-1267. ICC Add/Modify Blocks, Add/Modify Historian Database points., Update Group Points file. |  | Rev 0 | 2012-10-19 | X | X | X | X | X | X | X | X | X | X | X | X | X | X | X | X | X | X | X | X | X | X | X | X | X | X | X | X | X | X | X | X | X | X | X | X | X | X | X | X | X | X | X | n/a | X | n/a | n/a | n/a | n/a | n/a | n/a | n/a | n/a | n/a | n/a | X | X | X | n/a | n/a | n/a | n/a | n/a | n/a | n/a | n/a | n/a | n/a | n/a | n/a | n/a | n/a | n/a | n/a | X | X | X | n/a | n/a | n/a | n/a | n/a | n/a
FDI-0618 | LT1-31113-1278 |  | Installation of FDI LT1-31113-1278. Graphic Modifications |  | Rev 0 | 2012-10-25 | X | X | X | X | X | X | X | X | X | X | X | X | X | X | X | X | X | X | X | X | X | X | X | X | X | X | X | X | X | X | X | X | X | X | X | X | X | X | X | X | X | X | X | n/a | n/a | n/a | n/a | n/a | n/a | n/a | n/a | n/a | n/a | n/a | n/a | X | X | X | n/a | n/a | n/a | n/a | n/a | n/a | n/a | n/a | n/a | n/a | n/a | n/a | n/a | n/a | n/a | n/a | X | X | X | n/a | n/a | n/a | n/a | n/a | n/a
FDI-0619 | LT1-31113-1266 |  | Installation of FDI LT1-31113-1266. ICC Add/Modify Blocks, Graphic Modifications |  | Rev 2 | 2012-10-06 | X | X | X | X | X | X | X | X | X | X | X | X | X | X | X | X | X | X | X | X | X | X | X | X | X | X | X | X | X | X | X | X | X | X | X | X | X | X | X | X | X | X | X | n/a | n/a | n/a | n/a | n/a | n/a | n/a | n/a | n/a | n/a | n/a | n/a | X | X | X | n/a | n/a | n/a | n/a | n/a | n/a | n/a | n/a | n/a | n/a | n/a | n/a | n/a | n/a | n/a | n/a | X | X | X | n/a | n/a | n/a | n/a | n/a | n/a
FDI-0620 | LT1-31113-1285 |  | Installation of FDI LT1-31113-1285. Graphic Modifications |  | Rev 0 | 10/25/2012, 1/31/2013 | X | X | X | X | X | X | X | X | X | X | X | X | X | X | X | X | X | X | X | X | X | X | X | X | X | X | X | X | X | X | X | X | X | X | X | X | X | X | X | X | X | X | X | n/a | n/a | n/a | n/a | n/a | n/a | n/a | n/a | n/a | n/a | n/a | n/a | X | X | X | n/a | n/a | n/a | n/a | n/a | n/a | n/a | n/a | n/a | n/a | n/a | n/a | n/a | n/a | n/a | n/a | X | X | X | n/a | n/a | n/a | n/a | n/a | n/a
FDI-0621 | LT1-31113-1262 |  | Installation of FDI LT1-31113-1262. Graphic Modifications |  | Rev 0 | 2012-10-11 | X | X | X | X | X | X | X | X | X | X | X | X | X | X | X | X | X | X | X | X | X | X | X | X | X | X | X | X | X | X | X | X | X | X | X | X | X | X | X | X | X | X | X | n/a | n/a | n/a | n/a | n/a | n/a | n/a | n/a | n/a | n/a | n/a | n/a | X | X | X | n/a | n/a | n/a | n/a | n/a | n/a | n/a | n/a | n/a | n/a | n/a | n/a | n/a | n/a | n/a | n/a | X | X | X | n/a | n/a | n/a | n/a | n/a | n/a
FDI-0622 | LT1-31113-1286 |  | Installation of FDI LT1-31113-1286. ICC Add/Modify Blocks, Graphic Modifications. |  | Rev 1 | 2012-10-25 | X | X | X | X | X | X | X | X | X | X | X | X | X | X | X | X | X | X | X | X | X | X | X | X | X | X | X | X | X | X | X | X | X | X | X | X | X | X | X | X | X | X | X | n/a | n/a | n/a | n/a | n/a | n/a | n/a | n/a | n/a | n/a | n/a | n/a | X | X | X | n/a | n/a | n/a | n/a | n/a | n/a | n/a | n/a | n/a | n/a | n/a | n/a | n/a | n/a | n/a | n/a | X | X | X | n/a | n/a | n/a | n/a | n/a | n/a
FDI-0623 | LT1-31113-1292 |  | Installation of FDI LT1-31113-1292. Installation of I/A Reports Package 5.1.2. |  | Rev 0 | 2012-11-20 | n/a | n/a | n/a | n/a | n/a | n/a | n/a | n/a | n/a | n/a | n/a | n/a | n/a | n/a | n/a | n/a | n/a | n/a | n/a | n/a | n/a | n/a | n/a | n/a | n/a | n/a | n/a | n/a | n/a | n/a | n/a | n/a | n/a | n/a | n/a | n/a | n/a | n/a | n/a | n/a | n/a | n/a | n/a | n/a | n/a | n/a | n/a | n/a | n/a | n/a | n/a | n/a | n/a | n/a | n/a | n/a | n/a | n/a | n/a | n/a | n/a | n/a | n/a | n/a | n/a | n/a | n/a | n/a | n/a | n/a | X | n/a | n/a | n/a | n/a | n/a | n/a | n/a | n/a | n/a | n/a | n/a | n/a
FDI-0624 | LT1-31113-1288 |  | Installation of FDI LT1-31113-1288. ICC Add/Modify Blocks, Graphic Modifications. Add/Modify Historian, Update Group Points file, Add/Modify MM |  | Rev 0 | 2013-06-08 | X | X | X | X | X | X | X | X | X | X | X | X | X | X | X | X | X | X | X | X | X | X | X | X | X | X | X | X | X | X | X | n/a | X | X | X | X | X | X | X | X | X | X | X | n/a | n/a | X | n/a | n/a | n/a | n/a | n/a | n/a | n/a | n/a | n/a | X | X | X | n/a | n/a | n/a | n/a | n/a | n/a | X | X | n/a | n/a | n/a | n/a | n/a | n/a | n/a | n/a | X | X | X | n/a | n/a | n/a | n/a | n/a | n/a
FDI-0625 | LT1-31113-1272 |  | Installation of FDI LT1-31113-1272. ICC Add/Modify Blocks, Add/Modify Historian Database points., Update Group Points file. |  | Rev 0 | 2012-10-17 | X | X | X | X | X | X | X | X | X | X | X | X | X | X | X | X | X | X | X | X | X | X | X | X | X | X | X | X | X | X | X | X | X | X | X | X | X | X | X | X | X | X | X | n/a | n/a | X | n/a | n/a | n/a | n/a | n/a | n/a | X | n/a | n/a | X | X | X | n/a | n/a | n/a | n/a | n/a | n/a | n/a | n/a | n/a | n/a | n/a | n/a | n/a | n/a | n/a | n/a | X | X | X | n/a | n/a | n/a | n/a | n/a | n/a
FDI-0626 |  |  | OPEN |  | Rev 0 |  | n/a | n/a | n/a | n/a | n/a | n/a | n/a | n/a | n/a | n/a | n/a | n/a | n/a | n/a | n/a | n/a | n/a | n/a | n/a | n/a | n/a | n/a | n/a | n/a | n/a | n/a | n/a | n/a | n/a | n/a | n/a | n/a | n/a | n/a | n/a | n/a | n/a | n/a | n/a | n/a | n/a | n/a | n/a | n/a | n/a | n/a | n/a | n/a | n/a | n/a | n/a | n/a | n/a | n/a | n/a | n/a | n/a | n/a | n/a | n/a | n/a | n/a | n/a | n/a | n/a | n/a | n/a | n/a | n/a | n/a | n/a | n/a | n/a | n/a | n/a | n/a | n/a | n/a | n/a | n/a | n/a | n/a | n/a
FDI-0627 | LT1-31113-1262 |  | Installation of FDI LT1-31113-1262. ICC Add/Modify Blocks, Add/Modify Historian Database points., Update Group Points file. |  | Rev 0 | 2012-10-25 | X | X | X | X | X | X | X | X | X | X | X | X | X | X | X | X | X | X | X | X | X | X | X | X | X | X | X | X | X | X | X | X | X | X | X | X | X | X | X | X | X | X | X | n/a | X | X | X | n/a | n/a | n/a | n/a | n/a | n/a | n/a | n/a | X | X | X | n/a | n/a | n/a | n/a | n/a | n/a | n/a | n/a | n/a | n/a | n/a | n/a | n/a | n/a | n/a | n/a | X | X | X | n/a | n/a | n/a | n/a | n/a | n/a
FDI-0628 | LT1-31113-1294 |  | Installation of FDI LT1-31113-1294. ICC Add/Modify Blocks. |  | Rev 0 | 2012-10-25 | n/a | n/a | n/a | n/a | n/a | n/a | n/a | n/a | n/a | n/a | n/a | n/a | n/a | n/a | n/a | n/a | n/a | n/a | n/a | n/a | n/a | n/a | n/a | n/a | n/a | n/a | n/a | n/a | n/a | n/a | n/a | n/a | n/a | n/a | n/a | n/a | n/a | n/a | n/a | n/a | X | n/a | n/a | n/a | n/a | n/a | n/a | n/a | n/a | n/a | n/a | n/a | n/a | n/a | n/a | n/a | n/a | n/a | n/a | n/a | n/a | n/a | n/a | n/a | n/a | n/a | n/a | n/a | n/a | n/a | n/a | n/a | n/a | n/a | n/a | n/a | n/a | n/a | n/a | n/a | n/a | n/a | n/a
FDI-0629 | LT1-31113-1298 |  | Installation of FDI LT1-31113-1298. ICC Add/Modify Blocks. |  | Rev 0 | 2012-11-05 | n/a | n/a | n/a | n/a | n/a | n/a | n/a | n/a | n/a | n/a | n/a | n/a | n/a | n/a | n/a | n/a | n/a | n/a | n/a | n/a | n/a | n/a | n/a | n/a | n/a | n/a | n/a | n/a | n/a | n/a | n/a | n/a | n/a | n/a | n/a | n/a | n/a | n/a | n/a | n/a | n/a | X | X | n/a | n/a | n/a | n/a | n/a | n/a | n/a | n/a | n/a | n/a | n/a | n/a | n/a | n/a | n/a | n/a | n/a | n/a | n/a | n/a | n/a | n/a | n/a | n/a | n/a | n/a | n/a | n/a | n/a | n/a | n/a | n/a | n/a | n/a | n/a | n/a | n/a | n/a | n/a | n/a
FDI-0630 | LT1-31113-1297 |  | Installation of FDI LT1-31113-1297. ZCP image 830320 QF1181877. |  | Rev 1 | 2014-07-09 | n/a | n/a | n/a | n/a | n/a | n/a | n/a | n/a | n/a | n/a | n/a | n/a | n/a | n/a | n/a | n/a | n/a | n/a | n/a | n/a | n/a | n/a | n/a | n/a | n/a | n/a | n/a | n/a | n/a | n/a | X | n/a | n/a | n/a | n/a | n/a | n/a | X | X | X | X | X | X | n/a | n/a | n/a | n/a | n/a | n/a | n/a | n/a | n/a | n/a | n/a | n/a | n/a | n/a | n/a | n/a | n/a | n/a | n/a | n/a | n/a | n/a | n/a | n/a | n/a | n/a | n/a | n/a | n/a | n/a | n/a | n/a | n/a | n/a | n/a | n/a | n/a | n/a | n/a | n/a
FDI-0631 | LT1-31113-1322 |  | Installation of FDI LT1-31113-1322. Graphic Modifications |  | Rev 0 | 2012-10-17 | X | X | X | X | X | X | X | X | X | X | X | X | X | X | X | X | X | X | X | X | X | X | X | X | X | X | X | X | X | X | X | X | X | X | X | X | X | X | X | X | X | X | X | n/a | n/a | n/a | n/a | n/a | n/a | n/a | n/a | n/a | n/a | n/a | n/a | X | X | X | n/a | n/a | n/a | n/a | n/a | n/a | n/a | n/a | n/a | n/a | n/a | n/a | n/a | n/a | n/a | n/a | X | X | X | n/a | n/a | n/a | n/a | n/a | n/a
FDI-0632 | LT1-31113-1314 |  | Installation of FDI LT1-31113-1314. Graphic Modifications |  | Rev 0 | 2012-10-22 | X | X | X | X | X | X | X | X | X | X | X | X | X | X | X | X | X | X | X | X | X | X | X | X | X | X | X | X | X | X | X | X | X | X | X | X | X | X | X | X | X | X | X | n/a | n/a | n/a | n/a | n/a | n/a | n/a | n/a | n/a | n/a | n/a | n/a | X | X | X | n/a | n/a | n/a | n/a | n/a | n/a | n/a | n/a | n/a | n/a | n/a | n/a | n/a | n/a | n/a | n/a | X | X | X | n/a | n/a | n/a | n/a | n/a | n/a
FDI-0633 | LT1-31113-1259 |  | Installation of FDI LT1-31113-1259. ICC Add/Modify Blocks, Add/Modify Historian Database points., Update Group Points file. |  | Rev 1 | 2012-11-06 | X | X | X | X | X | X | X | X | X | X | X | X | X | X | X | X | X | X | X | X | X | X | X | X | X | X | X | X | X | X | X | X | X | X | X | X | X | X | X | X | X | X | X | n/a | n/a | n/a | n/a | X | n/a | n/a | n/a | n/a | n/a | n/a | n/a | X | X | X | n/a | n/a | n/a | n/a | n/a | n/a | n/a | n/a | n/a | n/a | n/a | n/a | n/a | n/a | n/a | n/a | X | X | X | n/a | n/a | n/a | n/a | n/a | n/a
FDI-0634 | LT1-31113-1307 |  | Installation of FDI LT1-31113-1307. ICC Add/Modify Blocks, Add/Modify Historian, Update Group Points file, Add/Modify MM |  | Rev 1 | 2012-11-06 | X | X | X | X | X | X | X | X | X | X | X | X | X | X | X | X | X | X | X | X | X | X | X | X | X | X | X | X | X | X | X | n/a | X | X | X | X | X | X | X | X | X | X | X | n/a | n/a | X | n/a | n/a | n/a | n/a | n/a | n/a | n/a | n/a | n/a | X | X | X | n/a | n/a | n/a | n/a | n/a | n/a | X | X | n/a | n/a | n/a | n/a | n/a | n/a | n/a | n/a | X | X | X | n/a | n/a | n/a | n/a | n/a | n/a
FDI-0635 | LT1-31113-1329 |  | Installation of FDI LT1-31113-1329. ICC Add/Modify Blocks. |  | Rev 0 | 11/6/2012, 11/27/2012, 2/4/2013 | n/a | n/a | n/a | n/a | n/a | n/a | n/a | n/a | n/a | n/a | n/a | n/a | n/a | n/a | n/a | n/a | n/a | n/a | n/a | n/a | n/a | n/a | n/a | n/a | n/a | n/a | n/a | n/a | n/a | n/a | n/a | n/a | n/a | n/a | n/a | n/a | n/a | n/a | n/a | X | n/a | n/a | n/a | n/a | n/a | n/a | n/a | n/a | n/a | n/a | n/a | n/a | n/a | n/a | n/a | n/a | n/a | n/a | n/a | n/a | n/a | n/a | n/a | n/a | n/a | n/a | n/a | n/a | n/a | n/a | n/a | n/a | n/a | n/a | n/a | n/a | n/a | n/a | n/a | n/a | n/a | n/a | n/a
FDI-0636 | LT1-31113-1334 |  | Installation of FDI LT1-31113-1334. Graphic Modifications |  | Rev 0 | 2012-11-02 | X | X | X | X | X | X | X | X | X | X | X | X | X | X | X | X | X | X | X | X | X | X | X | X | X | X | X | X | X | X | X | X | X | X | X | X | X | X | X | X | X | X | X | n/a | n/a | n/a | n/a | n/a | n/a | n/a | n/a | n/a | n/a | n/a | n/a | X | X | X | n/a | n/a | n/a | n/a | n/a | n/a | n/a | n/a | n/a | n/a | n/a | n/a | n/a | n/a | n/a | n/a | X | X | X | n/a | n/a | n/a | n/a | n/a | n/a
FDI-0637 | LT1-31113-1311 |  | Installation of FDI LT1-31113-1311. Add/Modify Historian Database points., Update Group Points file, Update Reports. |  | Rev 2 | 2012-11-09 | X | X | X | X | X | X | X | X | X | X | X | X | X | X | X | X | X | X | X | X | X | X | X | X | X | X | X | X | X | X | X | X | X | X | X | X | X | X | X | X | X | X | X | n/a | n/a | n/a | X | n/a | n/a | n/a | n/a | n/a | X | n/a | n/a | X | X | X | n/a | n/a | n/a | n/a | n/a | n/a | n/a | n/a | n/a | n/a | n/a | n/a | X | n/a | n/a | n/a | X | X | X | n/a | n/a | n/a | n/a | n/a | n/a
FDI-0638 | LT1-31113-1327 |  | Installation of FDI LT1-31113-1327. ICC Add/Modify Blocks. |  | Rev 0 | 2013-05-24 | n/a | n/a | n/a | n/a | n/a | n/a | n/a | n/a | n/a | n/a | n/a | n/a | n/a | n/a | n/a | n/a | n/a | n/a | n/a | n/a | n/a | n/a | n/a | n/a | n/a | n/a | n/a | n/a | n/a | n/a | n/a | n/a | n/a | n/a | n/a | n/a | n/a | n/a | n/a | n/a | n/a | X | n/a | n/a | n/a | n/a | n/a | n/a | n/a | n/a | n/a | n/a | n/a | n/a | n/a | n/a | n/a | n/a | n/a | n/a | n/a | n/a | n/a | n/a | n/a | n/a | n/a | n/a | n/a | n/a | n/a | n/a | n/a | n/a | n/a | n/a | n/a | n/a | n/a | n/a | n/a | n/a | n/a
FDI-0639 | LT1-31113-1320 |  | Installation of FDI LT1-31113-1320. ICC Add/Modify Blocks. |  | Rev 0 | 2012-10-30 | n/a | n/a | n/a | n/a | n/a | n/a | n/a | n/a | n/a | n/a | n/a | n/a | n/a | n/a | n/a | n/a | n/a | n/a | n/a | n/a | n/a | n/a | n/a | n/a | n/a | n/a | n/a | n/a | n/a | n/a | n/a | n/a | n/a | n/a | n/a | n/a | n/a | n/a | n/a | n/a | n/a | n/a | X | n/a | n/a | n/a | n/a | n/a | n/a | n/a | n/a | n/a | n/a | n/a | n/a | n/a | n/a | n/a | n/a | n/a | n/a | n/a | n/a | n/a | n/a | n/a | n/a | n/a | n/a | n/a | n/a | n/a | n/a | n/a | n/a | n/a | n/a | n/a | n/a | n/a | n/a | n/a | n/a
FDI-0640 | LT1-31113-1269 |  | Installation of FDI LT1-31113-1269. ICC Add/Modify Blocks. |  | Rev 0 | 2012-10-25 | n/a | n/a | n/a | n/a | n/a | n/a | n/a | n/a | n/a | n/a | n/a | n/a | n/a | n/a | n/a | n/a | n/a | n/a | n/a | n/a | n/a | n/a | n/a | n/a | n/a | n/a | n/a | n/a | n/a | n/a | n/a | n/a | n/a | n/a | n/a | n/a | n/a | n/a | n/a | X | n/a | n/a | n/a | n/a | n/a | n/a | n/a | n/a | n/a | n/a | n/a | n/a | n/a | n/a | n/a | n/a | n/a | n/a | n/a | n/a | n/a | n/a | n/a | n/a | n/a | n/a | n/a | n/a | n/a | n/a | n/a | n/a | n/a | n/a | n/a | n/a | n/a | n/a | n/a | n/a | n/a | n/a | n/a
FDI-0641 | LT1-31113-1315 |  | Installation of FDI LT1-31113-1315. ICC Add/Modify Blocks. Add/Modify MM |  | Rev 0 | 2012-12-23 | n/a | n/a | n/a | n/a | n/a | n/a | n/a | n/a | n/a | n/a | n/a | n/a | n/a | n/a | n/a | n/a | n/a | n/a | n/a | n/a | n/a | n/a | n/a | n/a | n/a | n/a | n/a | n/a | n/a | n/a | n/a | n/a | n/a | n/a | n/a | n/a | n/a | n/a | n/a | n/a | n/a | n/a | X | n/a | n/a | n/a | n/a | n/a | n/a | n/a | n/a | n/a | n/a | n/a | n/a | n/a | n/a | n/a | n/a | n/a | n/a | n/a | n/a | n/a | X | X | n/a | n/a | n/a | n/a | n/a | n/a | n/a | n/a | n/a | n/a | n/a | n/a | n/a | n/a | n/a | n/a | n/a
FDI-0642 | LT1-31113-1345 |  | Installation of FDI LT1-31113-1345. ICC Add/Modify Blocks, Add/Modify Historian Database points, Update Group Points file. TRAS Patch 2.1.737 |  | Rev 3 | 2012-11-16 | X | X | X | X | X | X | X | X | X | X | X | X | X | X | X | X | X | X | X | X | X | X | X | X | X | X | X | X | X | X | X | X | X | X | X | X | X | X | X | X | X | X | X | n/a | n/a | X | X | X | n/a | n/a | n/a | n/a | X | n/a | X | X | X | X | n/a | n/a | n/a | n/a | n/a | n/a | n/a | n/a | n/a | n/a | n/a | n/a | n/a | n/a | n/a | n/a | X | X | X | n/a | n/a | n/a | n/a | n/a | n/a
FDI-0643 | LT1-31113-1346 |  | Installation of FDI LT1-31113-1346. ICC Add/Modify Blocks, Graphic Modifications, Add/Modify Historian Database points., Update Group Points file. |  | Rev 2 | 3/7/2013, 3/27/2013 | X | X | X | X | X | X | X | X | X | X | X | X | X | X | X | X | X | X | X | X | X | X | X | X | X | X | X | X | X | X | X | X | X | X | X | X | X | X | X | X | X | X | X | n/a | n/a | n/a | X | n/a | n/a | n/a | n/a | n/a | X | n/a | n/a | X | X | X | n/a | n/a | n/a | n/a | n/a | n/a | n/a | n/a | n/a | n/a | n/a | n/a | n/a | n/a | n/a | n/a | X | X | X | n/a | n/a | n/a | n/a | n/a | n/a
FDI-0644 | LT1-31113-1326 |  | Installation of FDI LT1-31113-1326. ICC Add/Modify Blocks. Graphic Modifications |  | Rev 3 | 2013-01-31 | X | X | X | X | X | X | X | X | X | X | X | X | X | X | X | X | X | X | X | X | X | X | X | X | X | X | X | X | X | X | X | X | X | X | X | X | X | X | X | X | X | X | X | n/a | n/a | n/a | n/a | n/a | n/a | n/a | n/a | n/a | n/a | n/a | n/a | X | X | X | n/a | n/a | n/a | n/a | n/a | n/a | n/a | n/a | n/a | n/a | n/a | n/a | n/a | n/a | n/a | n/a | X | X | X | n/a | n/a | n/a | n/a | n/a | n/a
FDI-0645 | LT1-31113-1325 |  | Installation of FDI LT1-31113-1325. ICC Add/Modify Blocks, Add/Modify Historian Database points., Update Group Points file. |  | Rev 3 | 2/4/2013, 7/3/2013, 9/4/2013 | X | X | X | X | X | X | X | X | X | X | X | X | X | X | X | X | X | X | X | X | X | X | X | X | X | X | X | X | X | X | X | n/a | X | X | X | X | X | X | X | X | X | X | X | n/a | n/a | n/a | n/a | n/a | n/a | n/a | n/a | n/a | n/a | n/a | n/a | X | X | X | n/a | n/a | n/a | n/a | n/a | n/a | n/a | n/a | n/a | n/a | n/a | n/a | n/a | n/a | n/a | n/a | X | X | X | n/a | n/a | n/a | n/a | n/a | n/a
FDI-0646 | LT1-31113-1282 |  | Installation of FDI LT1-31113-1282. ICC Add/Modify Blocks, Add/Modify Historian, Update Group Points file, Add/Modify MM |  | Rev 1 | 1/2/2013, 5/16/2013 | X | X | X | X | X | X | X | X | X | X | X | X | X | X | X | X | X | X | X | X | X | X | X | X | X | X | X | X | X | X | X | n/a | X | X | X | X | X | X | X | X | X | X | X | n/a | n/a | n/a | n/a | n/a | n/a | n/a | n/a | n/a | n/a | X | X | X | X | X | n/a | n/a | n/a | n/a | n/a | n/a | X | X | n/a | n/a | n/a | n/a | n/a | n/a | n/a | n/a | X | X | X | n/a | n/a | n/a | n/a | n/a | n/a
FDI-0647 | LT1-31113-1349 |  | Installation of FDI LT1-31113-1349. ICC Add/Modify Blocks. |  | Rev 1 | 12/8/2012, 3/4/2013 | n/a | n/a | n/a | n/a | n/a | n/a | n/a | n/a | n/a | n/a | n/a | n/a | n/a | n/a | n/a | n/a | n/a | n/a | n/a | n/a | n/a | n/a | n/a | n/a | n/a | n/a | n/a | n/a | n/a | n/a | n/a | n/a | n/a | n/a | n/a | n/a | n/a | n/a | n/a | n/a | n/a | n/a | X | n/a | n/a | n/a | n/a | n/a | n/a | n/a | n/a | n/a | n/a | n/a | n/a | n/a | n/a | n/a | n/a | n/a | n/a | n/a | n/a | n/a | n/a | n/a | n/a | n/a | n/a | n/a | n/a | n/a | n/a | n/a | n/a | n/a | n/a | n/a | n/a | n/a | n/a | n/a | n/a
FDI-0648 | LT1-31113-1350 |  | Installation of FDI LT1-31113-1350. ICC Add/Modify Blocks. |  | Rev 0 | 1/14/2013, 12/8/2012 | n/a | n/a | n/a | n/a | n/a | n/a | n/a | n/a | n/a | n/a | n/a | n/a | n/a | n/a | n/a | n/a | n/a | n/a | n/a | n/a | n/a | n/a | n/a | n/a | n/a | n/a | n/a | n/a | n/a | n/a | n/a | n/a | n/a | n/a | n/a | n/a | n/a | n/a | n/a | n/a | X | n/a | n/a | n/a | n/a | n/a | n/a | n/a | n/a | n/a | n/a | n/a | n/a | n/a | n/a | n/a | n/a | n/a | n/a | n/a | n/a | n/a | n/a | n/a | n/a | n/a | n/a | n/a | n/a | n/a | n/a | n/a | n/a | n/a | n/a | n/a | n/a | n/a | n/a | n/a | n/a | n/a | n/a
FDI-0649 | LT1-31113-1300 |  | Installation of FDI LT1-31113-1300. ICC Add/Modify Blocks, Add/Modify Historian Database points., Update Group Points file. |  | Rev 0 | 2012-11-28 | X | X | X | X | X | X | X | X | X | X | X | X | X | X | X | X | X | X | X | X | X | X | X | X | X | X | X | X | X | X | X | X | X | X | X | X | X | X | X | X | X | X | X | n/a | n/a | n/a | X | n/a | n/a | n/a | n/a | n/a | n/a | n/a | n/a | X | X | X | n/a | n/a | n/a | n/a | n/a | n/a | n/a | n/a | n/a | n/a | n/a | n/a | n/a | n/a | n/a | n/a | X | X | X | n/a | n/a | n/a | n/a | n/a | n/a
FDI-0650 | LT1-31113-1339 |  | Installation of FDI LT1-31113-1339. Supplies new MVD xml files to replace MVD.dat files for TDR/HSH/SOE. |  | Rev 0 | 2012-12-11 | n/a | n/a | n/a | n/a | n/a | n/a | n/a | n/a | n/a | n/a | n/a | n/a | n/a | n/a | n/a | n/a | n/a | n/a | n/a | n/a | n/a | n/a | n/a | n/a | n/a | n/a | n/a | n/a | n/a | n/a | n/a | n/a | n/a | n/a | n/a | n/a | n/a | n/a | n/a | n/a | n/a | n/a | n/a | n/a | n/a | n/a | n/a | n/a | n/a | n/a | n/a | n/a | n/a | n/a | n/a | n/a | n/a | n/a | n/a | n/a | n/a | X | X | n/a | n/a | n/a | n/a | n/a | n/a | n/a | n/a | n/a | n/a | n/a | n/a | n/a | n/a | n/a | n/a | n/a | n/a | n/a | n/a
FDI-0651 | LT1-31113-1312 |  | Installation of FDI LT1-31113-1312. ICC Add/Modify Blocks, Add/Modify MM |  | Rev 0 | 2012-12-11 | n/a | n/a | n/a | n/a | n/a | n/a | n/a | n/a | n/a | n/a | n/a | n/a | n/a | n/a | n/a | n/a | n/a | n/a | n/a | n/a | n/a | n/a | n/a | n/a | n/a | n/a | n/a | n/a | n/a | n/a | n/a | n/a | n/a | n/a | n/a | n/a | n/a | n/a | n/a | X | n/a | n/a | n/a | n/a | n/a | n/a | n/a | n/a | n/a | n/a | n/a | n/a | n/a | n/a | n/a | n/a | n/a | n/a | n/a | n/a | n/a | n/a | n/a | n/a | X | X | n/a | n/a | n/a | n/a | n/a | n/a | n/a | n/a | n/a | n/a | n/a | n/a | n/a | n/a | n/a | n/a | n/a
FDI-0652 | LT1-31113-1375 |  | Installation of FDI LT1-31113-1375. Graphic Modifications |  | Rev 0 | 2012-12-11 | X | X | X | X | X | X | X | X | X | X | X | X | X | X | X | X | X | X | X | X | X | X | X | X | X | X | X | X | X | X | X | X | X | X | X | X | X | X | X | X | X | X | X | n/a | n/a | n/a | n/a | n/a | n/a | n/a | n/a | n/a | n/a | n/a | n/a | X | X | X | n/a | n/a | n/a | n/a | n/a | n/a | n/a | n/a | n/a | n/a | n/a | n/a | n/a | n/a | n/a | n/a | X | X | X | n/a | n/a | n/a | n/a | n/a | n/a
FDI-0653 | LT1-31113-1372 |  | Installation of FDI LT1-31113-1372. Graphic Modifications |  | Rev 0 | 2013-01-17 | X | X | X | X | X | X | X | X | X | X | X | X | X | X | X | X | X | X | X | X | X | X | X | X | X | X | X | X | X | X | X | X | X | X | X | X | X | X | X | X | X | X | X | n/a | n/a | n/a | n/a | n/a | n/a | n/a | n/a | n/a | n/a | n/a | n/a | X | X | X | n/a | n/a | n/a | n/a | n/a | n/a | n/a | n/a | n/a | n/a | n/a | n/a | n/a | n/a | n/a | n/a | X | X | X | n/a | n/a | n/a | n/a | n/a | n/a
FDI-0654 | LT1-31113-1330 |  | Installation of FDI LT1-31113-1330. ICC Add/Modify Blocks, Add/Modify Historian Database points., Update Group Points file. |  | Rev 1 | 12/7/2012, 3/25/2014 | X | X | X | X | X | X | X | X | X | X | X | X | X | X | X | X | X | X | X | X | X | X | X | X | X | X | X | X | X | X | X | X | X | X | X | X | X | X | X | X | X | X | X | n/a | n/a | n/a | X | n/a | n/a | n/a | n/a | n/a | X | n/a | n/a | X | X | X | n/a | n/a | n/a | n/a | X | n/a | n/a | n/a | n/a | n/a | n/a | n/a | n/a | n/a | n/a | n/a | X | X | X | n/a | n/a | n/a | n/a | n/a | n/a
FDI-0655 | LT1-31113-1356 |  | Installation of FDI LT1-31113-1356. Add/Modify MM |  |  | 2012-12-08 | n/a | n/a | n/a | n/a | n/a | n/a | n/a | n/a | n/a | n/a | n/a | n/a | n/a | n/a | n/a | n/a | n/a | n/a | n/a | n/a | n/a | n/a | n/a | n/a | n/a | n/a | n/a | n/a | n/a | n/a | n/a | n/a | n/a | n/a | n/a | n/a | n/a | n/a | n/a | n/a | n/a | n/a | n/a | n/a | n/a | n/a | n/a | n/a | n/a | n/a | n/a | n/a | n/a | n/a | n/a | n/a | n/a | n/a | n/a | n/a | n/a | n/a | n/a | n/a | X | X | n/a | n/a | n/a | n/a | n/a | n/a | n/a | n/a | n/a | n/a | n/a | n/a | n/a | n/a | n/a | n/a | n/a
FDI-0656 | LT1-31113-1372 |  | Installation of FDI LT1-31113-1372. ICC Add/Modify Blocks, Add/Modify Historian Database points., Update Group Points file. |  | Rev 0 | 2012-12-11 | X | X | X | X | X | X | X | X | X | X | X | X | X | X | X | X | X | X | X | X | X | X | X | X | X | X | X | X | X | X | X | X | X | X | X | X | X | X | X | X | X | X | X | n/a | n/a | X | n/a | X | X | n/a | n/a | n/a | X | n/a | n/a | X | X | X | n/a | n/a | n/a | n/a | n/a | n/a | n/a | n/a | n/a | n/a | n/a | n/a | n/a | n/a | n/a | n/a | X | X | X | n/a | n/a | n/a | n/a | n/a | n/a
FDI-0657 | LT1-31113-1361 |  | Installation of FDI LT1-31113-1361. Graphic Modifications |  | Rev 0 | 2013-02-07 | X | X | X | X | X | X | X | X | X | X | X | X | X | X | X | X | X | X | X | X | X | X | X | X | X | X | X | X | X | X | X | X | X | X | X | X | X | X | X | X | X | X | X | n/a | n/a | n/a | n/a | n/a | n/a | n/a | n/a | n/a | n/a | n/a | n/a | X | X | X | n/a | n/a | n/a | n/a | n/a | n/a | n/a | n/a | n/a | n/a | n/a | n/a | n/a | n/a | n/a | n/a | X | X | X | n/a | n/a | n/a | n/a | n/a | n/a
FDI-0658 | LT1-31113-1358 |  | Installation of FDI LT1-31113-1358. ICC Add/Modify Blocks, Add/Modify Historian Database points., Update Group Points file. |  | Rev 0 | 2013-02-04 | X | X | X | X | X | X | X | X | X | X | X | X | X | X | X | X | X | X | X | X | X | X | X | X | X | X | X | X | X | X | X | X | X | X | X | X | X | X | X | X | X | X | X | n/a | n/a | n/a | n/a | n/a | X | n/a | n/a | n/a | n/a | n/a | n/a | X | X | X | n/a | n/a | n/a | n/a | n/a | n/a | n/a | n/a | n/a | n/a | n/a | n/a | n/a | n/a | n/a | n/a | X | X | X | n/a | n/a | n/a | n/a | n/a | n/a
FDI-0659 | LT1-31113-1365 |  | Installation of FDI LT1-31113-1365. ICC Add/Modify Blocks, Add/Modify Historian Database points., Update Group Points file. |  | Rev 1 | 2013-01-02 | X | X | X | X | X | X | X | X | X | X | X | X | X | X | X | X | X | X | X | X | X | X | X | X | X | X | X | X | X | X | X | X | X | X | X | X | X | X | X | X | X | X | X | n/a | n/a | n/a | n/a | n/a | n/a | n/a | X | n/a | n/a | n/a | n/a | X | X | X | n/a | n/a | n/a | n/a | n/a | n/a | n/a | n/a | n/a | n/a | n/a | n/a | n/a | n/a | n/a | n/a | X | X | X | n/a | n/a | n/a | n/a | n/a | n/a
FDI-0660 | LT1-31113-1377 |  | Installation of FDI LT1-31113-1377. Graphic Modifications |  | Rev 1 | 2013-01-14 | X | X | X | X | X | X | X | X | X | X | X | X | X | X | X | X | X | X | X | X | X | X | X | X | X | X | X | X | X | X | X | X | X | X | X | X | X | X | X | X | X | X | X | n/a | n/a | n/a | n/a | n/a | n/a | n/a | n/a | n/a | n/a | n/a | n/a | X | X | X | n/a | n/a | n/a | n/a | n/a | n/a | n/a | n/a | n/a | n/a | n/a | n/a | n/a | n/a | n/a | n/a | X | X | X | n/a | n/a | n/a | n/a | n/a | n/a
FDI-0661 | LT1-31113-1364 |  | Installation of FDI LT1-31113-1364. ICC Add/Modify Blocks. |  | Rev 0 | 1/14/2013, 2/7/2013 | n/a | n/a | n/a | n/a | n/a | n/a | n/a | n/a | n/a | n/a | n/a | n/a | n/a | n/a | n/a | n/a | n/a | n/a | n/a | n/a | n/a | n/a | n/a | n/a | n/a | n/a | n/a | n/a | n/a | n/a | n/a | n/a | n/a | n/a | n/a | n/a | n/a | n/a | n/a | n/a | n/a | n/a | X | n/a | n/a | n/a | n/a | n/a | n/a | n/a | n/a | n/a | n/a | n/a | n/a | n/a | n/a | n/a | n/a | n/a | n/a | n/a | n/a | n/a | n/a | n/a | n/a | n/a | n/a | n/a | n/a | n/a | n/a | n/a | n/a | n/a | n/a | n/a | n/a | n/a | n/a | n/a | n/a
FDI-0662 | LT1-31113-1363 |  | Installation of FDI LT1-31113-1363. TDR/HSH Analog points correct Low & High scales. MVD XML files |  | Rev 0 | 2012-12-25 | n/a | n/a | n/a | n/a | n/a | n/a | n/a | n/a | n/a | n/a | n/a | n/a | n/a | n/a | n/a | n/a | n/a | n/a | n/a | n/a | n/a | n/a | n/a | n/a | n/a | n/a | n/a | n/a | n/a | n/a | n/a | n/a | n/a | n/a | n/a | n/a | n/a | n/a | n/a | n/a | n/a | n/a | n/a | n/a | n/a | n/a | n/a | n/a | n/a | n/a | n/a | n/a | n/a | n/a | n/a | n/a | n/a | n/a | n/a | n/a | n/a | X | X | n/a | n/a | n/a | n/a | n/a | n/a | n/a | n/a | n/a | n/a | n/a | n/a | n/a | n/a | n/a | n/a | n/a | n/a | n/a | n/a
FDI-0663 | LT1-31113-1341 |  | Installation of FDI LT1-31113-1341. ICC Add/Modify Blocks, Add/Modify Graphics, Add/Modify Historian Database points., Update Group Points file. |  | Rev 2 | 4/2/2013, 9/4/2013 | X | X | X | X | X | X | X | X | X | X | X | X | X | X | X | X | X | X | X | X | X | X | X | X | X | X | X | X | X | X | X | n/a | X | X | X | X | X | X | X | X | X | X | X | n/a | n/a | n/a | n/a | n/a | n/a | n/a | n/a | X | n/a | n/a | n/a | X | X | X | n/a | n/a | n/a | n/a | n/a | n/a | n/a | n/a | n/a | n/a | n/a | n/a | n/a | n/a | n/a | n/a | X | X | X | n/a | n/a | n/a | n/a | n/a | n/a
FDI-0664 | LT1-31113-1380 |  | Installation of FDI LT1-31113-1380. Graphic Modifications |  | Rev 1 | 2013-01-02 | X | X | X | X | X | X | X | X | X | X | X | X | X | X | X | X | X | X | X | X | X | X | X | X | X | X | X | X | X | X | X | X | X | X | X | X | X | X | X | X | X | X | X | n/a | n/a | n/a | n/a | n/a | n/a | n/a | n/a | n/a | n/a | n/a | n/a | X | X | X | n/a | n/a | n/a | n/a | n/a | n/a | n/a | n/a | n/a | n/a | n/a | n/a | n/a | n/a | n/a | n/a | X | X | X | n/a | n/a | n/a | n/a | n/a | n/a
FDI-0665 | LT1-31113-1382 |  | Installation of FDI LT1-31113-1382. ICC Add/Modify Blocks, Graphic Modifications. Add/Modify Historian, Update Group Points file, Add/Modify MM, FDSI Config. |  | Rev 0 | 1/2/2013, 3/7/2013 | X | X | X | X | X | X | X | X | X | X | X | X | X | X | X | X | X | X | X | X | X | X | X | X | X | X | X | X | X | X | X | n/a | X | X | X | X | X | X | X | X | X | X | X | n/a | n/a | n/a | n/a | X | n/a | n/a | n/a | n/a | n/a | n/a | n/a | X | X | X | n/a | n/a | n/a | n/a | n/a | n/a | X | X | n/a | n/a | n/a | n/a | n/a | n/a | n/a | n/a | X | X | X | n/a | n/a | n/a | n/a | n/a | n/a
FDI-0666 | LT1-31113-1403 |  | Installation of FDI LT1-31113-1403. ICC Add/Modify Blocks, Add/Modify Historian Database points., Update Group Points file. |  | Rev 0 | 2013-01-19 | X | X | X | X | X | X | X | X | X | X | X | X | X | X | X | X | X | X | X | X | X | X | X | X | X | X | X | X | X | X | X | X | X | X | X | X | X | X | X | X | X | X | X | n/a | n/a | n/a | n/a | n/a | n/a | n/a | n/a | n/a | X | n/a | n/a | X | X | X | n/a | n/a | n/a | n/a | n/a | n/a | n/a | n/a | n/a | n/a | n/a | n/a | n/a | n/a | n/a | n/a | X | X | X | n/a | n/a | n/a | n/a | n/a | n/a
FDI-0667 | LT1-31113-1353 |  | Installation of FDI LT1-31113-1353. ICC Add/Modify Blocks, Add/Modify Historian, Update Group Points file, Add/Modify MM . |  | Rev 1 | 1/17/2013, 8/21/2014 | X | X | X | X | X | X | X | X | X | X | X | X | X | X | X | X | X | X | X | X | X | X | X | X | X | X | X | X | X | X | X | n/a | X | X | X | X | X | X | X | X | X | X | X | n/a | n/a | n/a | n/a | X | X | n/a | n/a | n/a | n/a | n/a | n/a | X | X | X | n/a | n/a | n/a | n/a | n/a | n/a | X | X | n/a | n/a | n/a | n/a | n/a | n/a | n/a | n/a | X | X | X | n/a | n/a | n/a | n/a | n/a | n/a
FDI-0668 | LT1-31113-1396 |  | Installation of FDI LT1-31113-1396. ICC Add/Modify Blocks. Graphic Modifications |  | Rev 0 | 2013-01-31 | X | X | X | X | X | X | X | X | X | X | X | X | X | X | X | X | X | X | X | X | X | X | X | X | X | X | X | X | X | X | X | X | X | X | X | X | X | X | X | X | X | X | X | n/a | n/a | n/a | n/a | n/a | n/a | n/a | n/a | n/a | n/a | n/a | n/a | X | X | X | n/a | n/a | n/a | n/a | n/a | n/a | n/a | n/a | n/a | n/a | n/a | n/a | n/a | n/a | n/a | n/a | X | X | X | n/a | n/a | n/a | n/a | n/a | n/a
FDI-0669 | LT1-31113-1395 |  | Installation of FDI LT1-31113-1395. ICC Add/Modify Blocks, Add/Modify Graphics, Add/Modify Historian Database points., Update Group Points file. |  | Rev 1 | 2/4/2013, 7/12/2013 | X | X | X | X | X | X | X | X | X | X | X | X | X | X | X | X | X | X | X | X | X | X | X | X | X | X | X | X | X | X | X | X | X | X | X | X | X | X | X | X | X | X | X | n/a | n/a | n/a | X | X | n/a | n/a | n/a | n/a | X | n/a | n/a | X | X | X | n/a | n/a | n/a | n/a | n/a | n/a | n/a | n/a | n/a | n/a | n/a | n/a | n/a | n/a | n/a | n/a | X | X | X | n/a | n/a | n/a | n/a | n/a | n/a
FDI-0670 | LT1-31113-1406 |  | Installation of FDI LT1-31113-1406. ICC Add/Modify Blocks, Add/Modify Historian Database points., Update Group Points file. |  | Rev 0 | 2013-03-04 | X | X | X | X | X | X | X | X | X | X | X | X | X | X | X | X | X | X | X | X | X | X | X | X | X | X | X | X | X | X | X | X | X | X | X | X | X | X | X | X | X | X | X | n/a | n/a | n/a | X | n/a | n/a | n/a | n/a | n/a | n/a | n/a | n/a | X | X | X | n/a | n/a | n/a | n/a | n/a | n/a | n/a | n/a | n/a | n/a | n/a | n/a | n/a | n/a | n/a | n/a | X | X | X | n/a | n/a | n/a | n/a | n/a | n/a
FDI-0671 | LT1-31113-1347 |  | Installation of FDI LT1-31113-1347. ICC Add/Modify Blocks, Add/Modify Historian Database points., Update Group Points file. |  | Rev 0 | 2013-02-04 | X | X | X | X | X | X | X | X | X | X | X | X | X | X | X | X | X | X | X | X | X | X | X | X | X | X | X | X | X | X | X | n/a | X | X | X | X | X | X | X | X | X | X | X | n/a | n/a | n/a | n/a | X | n/a | n/a | n/a | n/a | n/a | n/a | n/a | X | X | X | n/a | n/a | n/a | n/a | n/a | n/a | n/a | n/a | n/a | n/a | n/a | n/a | n/a | n/a | n/a | n/a | X | X | X | n/a | n/a | n/a | n/a | n/a | n/a
FDI-0672 | LT1-31113-1360 |  | Installation of FDI LT1-31113-1360. ICC Add/Modify Blocks, Add/Modify Historian Database points., Update Group Points file. |  | Rev 0 | 2013-02-04 | X | X | X | X | X | X | X | X | X | X | X | X | X | X | X | X | X | X | X | X | X | X | X | X | X | X | X | X | X | X | X | n/a | X | X | X | X | X | X | X | X | X | X | X | n/a | n/a | n/a | n/a | n/a | X | n/a | n/a | n/a | n/a | n/a | n/a | X | X | X | n/a | n/a | n/a | n/a | n/a | n/a | n/a | n/a | n/a | n/a | n/a | n/a | n/a | n/a | n/a | n/a | X | X | X | n/a | n/a | n/a | n/a | n/a | n/a
FDI-0673 | LT1-31113-1430 |  | Installation of FDI LT1-31113-1430. Graphic Modifications |  | Rev 0 | 2013-02-20 | X | X | X | X | X | X | X | X | X | X | X | X | X | X | X | X | X | X | X | X | X | X | X | X | X | X | X | X | X | X | X | X | X | X | X | X | X | X | X | X | X | X | X | n/a | n/a | n/a | n/a | n/a | n/a | n/a | n/a | n/a | n/a | n/a | n/a | X | X | X | n/a | n/a | n/a | n/a | n/a | n/a | n/a | n/a | n/a | n/a | n/a | n/a | n/a | n/a | n/a | n/a | X | X | X | n/a | n/a | n/a | n/a | n/a | n/a
FDI-0674 | LT1-31113-1409 |  | Installation of FDI LT1-31113-1409. ICC Add/Modify Blocks, Add/Modify Historian Database points., Update Group Points file. |  | Rev 0 | 2013-02-04 | X | X | X | X | X | X | X | X | X | X | X | X | X | X | X | X | X | X | X | X | X | X | X | X | X | X | X | X | X | X | X | n/a | X | X | X | X | X | X | X | X | X | X | X | n/a | n/a | n/a | n/a | n/a | n/a | n/a | n/a | n/a | X | n/a | n/a | X | X | X | n/a | n/a | n/a | n/a | n/a | n/a | n/a | n/a | n/a | n/a | n/a | n/a | n/a | n/a | n/a | n/a | X | X | X | n/a | n/a | n/a | n/a | n/a | n/a
FDI-0675 | LT1-31113-1422 |  | Installation of FDI LT1-31113-1422. Graphic Modifications |  | Rev 0 | 2013-01-26 | X | X | X | X | X | X | X | X | X | X | X | X | X | X | X | X | X | X | X | X | X | X | X | X | X | X | X | X | X | X | X | X | X | X | X | X | X | X | X | X | X | X | X | n/a | n/a | n/a | n/a | n/a | n/a | n/a | n/a | n/a | n/a | n/a | n/a | X | X | X | n/a | n/a | n/a | n/a | n/a | n/a | n/a | n/a | n/a | n/a | n/a | n/a | n/a | n/a | n/a | n/a | X | X | X | n/a | n/a | n/a | n/a | n/a | n/a
FDI-0676 | LT1-31113-1378 |  | Installation of FDI LT1-31113-1378. MM action class additions |  | Rev 1 | 2013-03-12 | n/a | n/a | n/a | n/a | n/a | n/a | n/a | n/a | n/a | n/a | n/a | n/a | n/a | n/a | n/a | n/a | n/a | n/a | n/a | n/a | n/a | n/a | n/a | n/a | n/a | n/a | n/a | n/a | n/a | n/a | n/a | n/a | n/a | n/a | n/a | n/a | n/a | n/a | n/a | n/a | n/a | n/a | n/a | n/a | n/a | n/a | n/a | n/a | n/a | n/a | n/a | n/a | n/a | n/a | n/a | n/a | n/a | n/a | n/a | n/a | n/a | n/a | n/a | n/a | X | X | n/a | n/a | n/a | n/a | n/a | n/a | n/a | n/a | n/a | n/a | n/a | n/a | n/a | n/a | n/a | n/a | n/a
FDI-0677 | LT1-31113-1431 |  | Installation of FDI LT1-31113-1431. Add/Modify Graphics. |  | Rev 0 | 3/25/2013, 3/29/2013 | X | X | X | X | X | X | X | X | X | X | X | X | X | X | X | X | X | X | X | X | X | X | X | X | X | X | X | X | X | X | X | n/a | X | X | X | X | X | X | X | X | X | X | X | n/a | n/a | n/a | n/a | n/a | n/a | n/a | n/a | n/a | n/a | n/a | n/a | X | X | X | n/a | n/a | n/a | n/a | n/a | n/a | n/a | n/a | n/a | n/a | n/a | n/a | n/a | n/a | n/a | n/a | X | X | X | n/a | n/a | n/a | n/a | n/a | n/a
FDI-0678 | LT1-31113-1410 |  | Installation of FDI LT1-31113-1410. GEN_SE_FBM_IO.m1 Modifications, FBM208 QF1119041 |  | Rev 0 | 2013-02-04 | X | X | X | X | X | X | X | X | X | X | X | X | X | X | X | X | X | X | X | X | X | X | X | X | X | X | X | X | X | X | X | X | X | X | X | X | X | X | X | X | X | X | X | n/a | n/a | n/a | n/a | n/a | n/a | n/a | n/a | n/a | n/a | n/a | n/a | X | X | X | n/a | n/a | n/a | n/a | n/a | n/a | n/a | n/a | n/a | n/a | n/a | n/a | n/a | n/a | n/a | n/a | X | X | X | n/a | n/a | n/a | n/a | n/a | n/a
FDI-0679 | LT1-31113-1415 |  | Installation of FDI LT1-31113-1415. ICC Add/Modify Blocks, Add/Modify Historian Database points., Update Group Points file. |  | Rev 0 | 2013-03-14 | X | X | X | X | X | X | X | X | X | X | X | X | X | X | X | X | X | X | X | X | X | X | X | X | X | X | X | X | X | X | X | n/a | X | X | X | X | X | X | X | X | X | X | X | n/a | X | X | n/a | n/a | n/a | n/a | n/a | n/a | n/a | n/a | n/a | X | X | X | n/a | n/a | n/a | n/a | n/a | n/a | n/a | n/a | n/a | n/a | n/a | n/a | n/a | n/a | n/a | n/a | X | X | X | n/a | n/a | n/a | n/a | n/a | n/a
FDI-0680 | LT1-31113-1440 |  | Installation of FDI LT1-31113-1440. Graphic Modifications |  | Rev 0 | 2013-03-21 | X | X | X | X | X | X | X | X | X | X | X | X | X | X | X | X | X | X | X | X | X | X | X | X | X | X | X | X | X | X | X | X | X | X | X | X | X | X | X | X | X | X | X | n/a | n/a | n/a | n/a | n/a | n/a | n/a | n/a | n/a | n/a | n/a | n/a | X | X | X | n/a | n/a | n/a | n/a | n/a | n/a | n/a | n/a | n/a | n/a | n/a | n/a | n/a | n/a | n/a | n/a | X | X | X | n/a | n/a | n/a | n/a | n/a | n/a
FDI-0681 | LT1-31113-1435 |  | Installation of FDI LT1-31113-1435. Graphic Modifications |  | Rev 1 | 2013-03-04 | X | X | X | X | X | X | X | X | X | X | X | X | X | X | X | X | X | X | X | X | X | X | X | X | X | X | X | X | X | X | X | X | X | X | X | X | X | X | X | X | X | X | X | n/a | n/a | n/a | n/a | n/a | n/a | n/a | n/a | n/a | n/a | n/a | n/a | X | X | X | n/a | n/a | n/a | n/a | n/a | n/a | n/a | n/a | n/a | n/a | n/a | n/a | n/a | n/a | n/a | n/a | X | X | X | n/a | n/a | n/a | n/a | n/a | n/a
FDI-0682 | LT1-31113-1433 |  | Installation of FDI LT1-31113-1433. ICC Add/Modify Blocks, Add/Modify Historian Database points., Update Group Points file. |  | Rev 0 | 2013-03-04 | X | X | X | X | X | X | X | X | X | X | X | X | X | X | X | X | X | X | X | X | X | X | X | X | X | X | X | X | X | X | X | n/a | X | X | X | X | X | X | X | X | X | X | X | n/a | n/a | X | n/a | n/a | n/a | n/a | n/a | n/a | X | n/a | n/a | X | X | X | n/a | n/a | n/a | n/a | n/a | n/a | n/a | n/a | n/a | n/a | n/a | n/a | n/a | n/a | n/a | n/a | X | X | X | n/a | n/a | n/a | n/a | n/a | n/a
FDI-0683 | LT1-31113-1422 |  | Installation of FDI LT1-31113-1422. ICC Add/Modify Blocks, Add/Modify Historian Database points., Update Group Points file. |  | Rev 0 | 2013-02-27 | X | X | X | X | X | X | X | X | X | X | X | X | X | X | X | X | X | X | X | X | X | X | X | X | X | X | X | X | X | X | X | n/a | X | X | X | X | X | X | X | X | X | X | X | n/a | n/a | X | n/a | n/a | n/a | n/a | n/a | n/a | X | n/a | n/a | X | X | X | n/a | n/a | n/a | n/a | n/a | n/a | n/a | n/a | n/a | n/a | n/a | n/a | n/a | n/a | n/a | n/a | X | X | X | n/a | n/a | n/a | n/a | n/a | n/a
FDI-0684 | LT1-31113-1422 |  | Installation of FDI LT1-31113-1422. Add/Modify SOE FBM point Descriptions. Correct Historian Manager Point counts. |  | Rev 1 | 2013-02-25 | n/a | n/a | n/a | n/a | n/a | n/a | n/a | n/a | n/a | n/a | n/a | n/a | n/a | n/a | n/a | n/a | n/a | n/a | n/a | n/a | n/a | n/a | n/a | n/a | n/a | n/a | n/a | n/a | n/a | n/a | n/a | n/a | n/a | n/a | n/a | n/a | n/a | n/a | n/a | n/a | n/a | n/a | n/a | X | X | X | X | X | X | X | X | X | X | X | X | n/a | n/a | n/a | n/a | n/a | n/a | n/a | X | n/a | n/a | n/a | n/a | n/a | n/a | n/a | n/a | n/a | n/a | n/a | n/a | n/a | n/a | n/a | n/a | n/a | n/a | n/a | n/a
FDI-0685 | LT1-31113-1434 |  | Installation of FDI LT1-31113-1434. Bulk Graphic Modifications |  | Rev 0 | 2013-03-29 | X | X | X | X | X | X | X | X | X | X | X | X | X | X | X | X | X | X | X | X | X | X | X | X | X | X | X | X | X | X | X | X | X | X | X | X | X | X | X | X | X | X | X | n/a | n/a | n/a | n/a | n/a | n/a | n/a | n/a | n/a | n/a | n/a | n/a | X | X | X | n/a | n/a | n/a | n/a | n/a | n/a | n/a | n/a | n/a | n/a | n/a | n/a | n/a | n/a | n/a | n/a | X | X | X | n/a | n/a | n/a | n/a | n/a | n/a
FDI-0686 | LT1-31113-1413 |  | Installation of FDI LT1-31113-1413. cfgarp.awk Modifications, QF1013663 |  | Rev 0 | 2013-02-04 | n/a | n/a | n/a | n/a | n/a | n/a | n/a | n/a | n/a | n/a | n/a | n/a | n/a | n/a | n/a | n/a | n/a | n/a | n/a | n/a | n/a | n/a | n/a | n/a | n/a | n/a | n/a | n/a | n/a | n/a | n/a | n/a | X | X | X | X | X | X | X | X | X | X | X | X | X | X | X | X | X | X | X | X | X | X | X | X | X | X | X | X | X | X | X | X | X | X | X | X | X | X | X | X | X | X | X | X | X | n/a | n/a | n/a | n/a | n/a | n/a
FDI-0687 | LT1-31113-1399 |  | Installation of FDI LT1-31113-1399. ICC Add/Modify Blocks. FDSI XML file changes. |  | Rev 0 | 2013-03-12 | n/a | n/a | n/a | n/a | n/a | n/a | n/a | n/a | n/a | n/a | n/a | n/a | n/a | n/a | n/a | n/a | n/a | n/a | n/a | n/a | n/a | n/a | n/a | n/a | n/a | n/a | n/a | n/a | n/a | n/a | X | n/a | n/a | n/a | n/a | n/a | n/a | n/a | n/a | n/a | n/a | n/a | n/a | n/a | n/a | n/a | n/a | n/a | n/a | n/a | n/a | n/a | n/a | n/a | n/a | n/a | n/a | n/a | n/a | n/a | n/a | n/a | n/a | n/a | n/a | n/a | n/a | n/a | n/a | n/a | n/a | n/a | n/a | n/a | n/a | n/a | n/a | n/a | n/a | n/a | n/a | n/a | n/a
FDI-0688 | LT1-31113-1443 |  | Installation of FDI LT1-31113-1443. ICC Add/Modify Blocks. |  | Rev 0 | 2013-03-25 | n/a | n/a | n/a | n/a | n/a | n/a | n/a | n/a | n/a | n/a | n/a | n/a | n/a | n/a | n/a | n/a | n/a | n/a | n/a | n/a | n/a | n/a | n/a | n/a | n/a | n/a | n/a | n/a | n/a | n/a | n/a | n/a | n/a | n/a | n/a | n/a | n/a | n/a | n/a | n/a | n/a | n/a | X | n/a | n/a | n/a | n/a | n/a | n/a | n/a | n/a | n/a | n/a | n/a | n/a | n/a | n/a | n/a | n/a | n/a | n/a | n/a | n/a | n/a | n/a | n/a | n/a | n/a | n/a | n/a | n/a | n/a | n/a | n/a | n/a | n/a | n/a | n/a | n/a | n/a | n/a | n/a | n/a
FDI-0689 | LT1-31113-1427 |  | Installation of FDI LT1-31113-1427. ICC Add/Modify Blocks. |  | Rev 0 | 2013-02-25 | n/a | n/a | n/a | n/a | n/a | n/a | n/a | n/a | n/a | n/a | n/a | n/a | n/a | n/a | n/a | n/a | n/a | n/a | n/a | n/a | n/a | n/a | n/a | n/a | n/a | n/a | n/a | n/a | n/a | n/a | n/a | n/a | n/a | n/a | n/a | n/a | n/a | n/a | n/a | n/a | X | n/a | n/a | n/a | n/a | n/a | n/a | n/a | n/a | n/a | n/a | n/a | n/a | n/a | n/a | n/a | n/a | n/a | n/a | n/a | n/a | n/a | n/a | n/a | n/a | n/a | n/a | n/a | n/a | n/a | n/a | n/a | n/a | n/a | n/a | n/a | n/a | n/a | n/a | n/a | n/a | n/a | n/a
FDI-0690 | LT1-31113-1436 |  | Installation of FDI LT1-31113-1436. ICC Add/Modify Blocks, Add/Modify Historian Database points., Update Group Points file. |  | Rev 0 | 2013-03-04 | X | X | X | X | X | X | X | X | X | X | X | X | X | X | X | X | X | X | X | X | X | X | X | X | X | X | X | X | X | X | X | n/a | X | X | X | X | X | X | X | X | X | X | X | n/a | n/a | n/a | n/a | n/a | X | n/a | n/a | n/a | n/a | n/a | n/a | X | X | X | n/a | n/a | n/a | n/a | n/a | n/a | n/a | n/a | n/a | n/a | n/a | n/a | n/a | n/a | n/a | n/a | X | X | X | n/a | n/a | n/a | n/a | n/a | n/a
FDI-0691 | LT1-31113-1453 |  | Installation of FDI LT1-31113-1453. ICC Add/Modify Blocks. |  | Rev 0 | 2013-03-07 | n/a | n/a | n/a | n/a | n/a | n/a | n/a | n/a | n/a | n/a | n/a | n/a | n/a | n/a | n/a | n/a | n/a | n/a | n/a | n/a | n/a | n/a | n/a | n/a | n/a | n/a | n/a | n/a | n/a | n/a | n/a | n/a | n/a | n/a | n/a | n/a | n/a | n/a | n/a | n/a | n/a | n/a | n/a | n/a | n/a | n/a | n/a | n/a | n/a | n/a | n/a | n/a | n/a | n/a | n/a | n/a | n/a | n/a | n/a | n/a | n/a | n/a | n/a | n/a | n/a | n/a | n/a | n/a | n/a | n/a | n/a | n/a | n/a | n/a | n/a | n/a | n/a | n/a | n/a | n/a | n/a | n/a | n/a
FDI-0692 | LT1-31113-1438 |  | Installation of FDI LT1-31113-1438. ICC Add/Modify Blocks, Graphic Modifications. Add/Modify Historian, Update Group Points file, Add/Modify MM |  | Rev 2 | 2013-03-14 | X | X | X | X | X | X | X | X | X | X | X | X | X | X | X | X | X | X | X | X | X | X | X | X | X | X | X | X | X | X | X | n/a | X | X | X | X | X | X | X | X | X | X | X | n/a | n/a | n/a | X | n/a | n/a | n/a | n/a | n/a | n/a | n/a | n/a | X | X | X | n/a | n/a | n/a | n/a | n/a | n/a | X | X | n/a | n/a | n/a | n/a | n/a | n/a | n/a | n/a | X | X | X | n/a | n/a | n/a | n/a | n/a | n/a
FDI-0693 | LT1-31113-1415 |  | Installation of FDI LT1-31113-1415. Graphic Modifications |  | Rev 0 | 3/21/2013, 5/16/2013 | X | X | X | X | X | X | X | X | X | X | X | X | X | X | X | X | X | X | X | X | X | X | X | X | X | X | X | X | X | X | X | X | X | X | X | X | X | X | X | X | X | X | X | n/a | n/a | n/a | n/a | n/a | n/a | n/a | n/a | n/a | n/a | n/a | n/a | X | X | X | n/a | n/a | n/a | n/a | n/a | n/a | n/a | n/a | n/a | n/a | n/a | n/a | n/a | n/a | n/a | n/a | X | X | X | n/a | n/a | n/a | n/a | n/a | n/a
FDI-0694 | LT1-31113-1449 |  | Installation of FDI LT1-31113-1449. Graphic Modifications |  | Rev 0 | 2013-03-21 | X | X | X | X | X | X | X | X | X | X | X | X | X | X | X | X | X | X | X | X | X | X | X | X | X | X | X | X | X | X | X | X | X | X | X | X | X | X | X | X | X | X | X | n/a | n/a | n/a | n/a | n/a | n/a | n/a | n/a | n/a | n/a | n/a | n/a | X | X | X | n/a | n/a | n/a | n/a | n/a | n/a | n/a | n/a | n/a | n/a | n/a | n/a | n/a | n/a | n/a | n/a | X | X | X | n/a | n/a | n/a | n/a | n/a | n/a
FDI-0695 | LT1-31113-1452 |  | Installation of FDI LT1-31113-1452. Graphic Modifications |  | Rev 0 | 2013-03-14 | X | X | X | X | X | X | X | X | X | X | X | X | X | X | X | X | X | X | X | X | X | X | X | X | X | X | X | X | X | X | X | X | X | X | X | X | X | X | X | X | X | X | X | n/a | n/a | n/a | n/a | n/a | n/a | n/a | n/a | n/a | n/a | n/a | n/a | X | X | X | n/a | n/a | n/a | n/a | n/a | n/a | n/a | n/a | n/a | n/a | n/a | n/a | n/a | n/a | n/a | n/a | X | X | X | n/a | n/a | n/a | n/a | n/a | n/a
FDI-0696 | LT1-31113-1441 |  | Installation of FDI LT1-31113-1441. Graphic Modifications |  | Rev 0 | 2013-03-21 | X | X | X | X | X | X | X | X | X | X | X | X | X | X | X | X | X | X | X | X | X | X | X | X | X | X | X | X | X | X | X | X | X | X | X | X | X | X | X | X | X | X | X | n/a | n/a | n/a | n/a | n/a | n/a | n/a | n/a | n/a | n/a | n/a | n/a | X | X | X | n/a | n/a | n/a | n/a | n/a | n/a | n/a | n/a | n/a | n/a | n/a | n/a | n/a | n/a | n/a | n/a | X | X | X | n/a | n/a | n/a | n/a | n/a | n/a
FDI-0697 | LT1-31113-1466 |  | Installation of FDI LT1-31113-1466. Graphic Modifications |  | Rev 0 | 2013-04-08 | X | X | X | X | X | X | X | X | X | X | X | X | X | X | X | X | X | X | X | X | X | X | X | X | X | X | X | X | X | X | X | X | X | X | X | X | X | X | X | X | X | X | X | n/a | n/a | n/a | n/a | n/a | n/a | n/a | n/a | n/a | n/a | n/a | n/a | X | X | X | n/a | n/a | n/a | n/a | n/a | n/a | n/a | n/a | n/a | n/a | n/a | n/a | n/a | n/a | n/a | n/a | X | X | X | n/a | n/a | n/a | n/a | n/a | n/a
FDI-0698 | LT1-31113-1471 |  | Installation of FDI LT1-31113-1471. Graphic Modifications |  | Rev 1 | 2013-03-21 | X | X | X | X | X | X | X | X | X | X | X | X | X | X | X | X | X | X | X | X | X | X | X | X | X | X | X | X | X | X | X | X | X | X | X | X | X | X | X | X | X | X | X | n/a | n/a | n/a | n/a | n/a | n/a | n/a | n/a | n/a | n/a | n/a | n/a | X | X | X | n/a | n/a | n/a | n/a | n/a | n/a | n/a | n/a | n/a | n/a | n/a | n/a | n/a | n/a | n/a | n/a | X | X | X | n/a | n/a | n/a | n/a | n/a | n/a
FDI-0699 | LT1-31113-1448 |  | Installation of FDI LT1-31113-1448. Graphic Modifications. |  | Rev 1 | 2013-03-25 | X | X | X | X | X | X | X | X | X | X | X | X | X | X | X | X | X | X | X | X | X | X | X | X | X | X | X | X | X | X | X | n/a | X | X | X | X | X | X | X | X | X | X | X | n/a | n/a | n/a | n/a | n/a | n/a | n/a | n/a | n/a | n/a | n/a | n/a | X | X | X | n/a | n/a | n/a | n/a | n/a | n/a | n/a | n/a | n/a | n/a | n/a | n/a | n/a | n/a | n/a | n/a | X | X | X | n/a | n/a | n/a | n/a | n/a | n/a
FDI-0700 | LT1-31113-1483 |  | Installation of FDI LT1-31113-1483. ICC Add/Modify Blocks. |  | Rev 0 | 2013-03-21 | n/a | n/a | n/a | n/a | n/a | n/a | n/a | n/a | n/a | n/a | n/a | n/a | n/a | n/a | n/a | n/a | n/a | n/a | n/a | n/a | n/a | n/a | n/a | n/a | n/a | n/a | n/a | n/a | n/a | n/a | n/a | n/a | n/a | n/a | n/a | n/a | n/a | n/a | X | n/a | n/a | n/a | n/a | n/a | n/a | n/a | n/a | n/a | n/a | n/a | n/a | n/a | n/a | n/a | n/a | n/a | n/a | n/a | n/a | n/a | n/a | n/a | n/a | n/a | n/a | n/a | n/a | n/a | n/a | n/a | n/a | n/a | n/a | n/a | n/a | n/a | n/a | n/a | n/a | n/a | n/a | n/a | n/a
FDI-0701 | LT1-31113-1471 |  | Installation of FDI LT1-31113-1471. ICC Add/Modify Blocks. |  | Rev 0 | 2013-03-14 | n/a | n/a | n/a | n/a | n/a | n/a | n/a | n/a | n/a | n/a | n/a | n/a | n/a | n/a | n/a | n/a | n/a | n/a | n/a | n/a | n/a | n/a | n/a | n/a | n/a | n/a | n/a | n/a | n/a | n/a | n/a | n/a | n/a | n/a | n/a | n/a | n/a | n/a | n/a | n/a | n/a | n/a | X | n/a | n/a | n/a | n/a | n/a | n/a | n/a | n/a | n/a | n/a | n/a | n/a | n/a | n/a | n/a | n/a | n/a | n/a | n/a | n/a | n/a | n/a | n/a | n/a | n/a | n/a | n/a | n/a | n/a | n/a | n/a | n/a | n/a | n/a | n/a | n/a | n/a | n/a | n/a | n/a
FDI-0702 | LT1-31113-1462 |  | Installation of FDI LT1-31113-1462. ICC Add/Modify Blocks, Add/Modify Historian Database points., Update Group Points file. |  | Rev 0 | 2013-03-25 | X | X | X | X | X | X | X | X | X | X | X | X | X | X | X | X | X | X | X | X | X | X | X | X | X | X | X | X | X | X | X | n/a | X | X | X | X | X | X | X | X | X | X | X | n/a | n/a | n/a | n/a | X | n/a | n/a | n/a | n/a | n/a | n/a | n/a | X | X | X | n/a | n/a | n/a | n/a | n/a | n/a | n/a | n/a | n/a | n/a | n/a | n/a | n/a | n/a | n/a | n/a | X | X | X | n/a | n/a | n/a | n/a | n/a | n/a
FDI-0703 | LT1-31113-1490 |  | Installation of FDI LT1-31113-1490. Graphic Modifications |  | Rev 1 | 2013-03-21 | X | X | X | X | X | X | X | X | X | X | X | X | X | X | X | X | X | X | X | X | X | X | X | X | X | X | X | X | X | X | X | X | X | X | X | X | X | X | X | X | X | X | X | n/a | n/a | n/a | n/a | n/a | n/a | n/a | n/a | n/a | n/a | n/a | n/a | X | X | X | n/a | n/a | n/a | n/a | n/a | n/a | n/a | n/a | n/a | n/a | n/a | n/a | n/a | n/a | n/a | n/a | X | X | X | n/a | n/a | n/a | n/a | n/a | n/a
FDI-0704 | LT1-31113-1456 |  | Installation of FDI LT1-31113-1456. Graphic Modifications |  | Rev 0 | 2013-04-17 | X | X | X | X | X | X | X | X | X | X | X | X | X | X | X | X | X | X | X | X | X | X | X | X | X | X | X | X | X | X | X | X | X | X | X | X | X | X | X | X | X | X | X | n/a | n/a | n/a | n/a | n/a | n/a | n/a | n/a | n/a | n/a | n/a | n/a | X | X | X | n/a | n/a | n/a | n/a | n/a | n/a | n/a | n/a | n/a | n/a | n/a | n/a | n/a | n/a | n/a | n/a | X | X | X | n/a | n/a | n/a | n/a | n/a | n/a
FDI-0705 | LT1-31113-1481 |  | Installation of FDI LT1-31113-1481. ICC Add/Modify Blocks, Add/Modify Historian Database points., Update Group Points file, Updated FDSI Device xml file (3dm1.xml). |  | Rev 1 | 2013-04-08 | X | X | X | X | X | X | X | X | X | X | X | X | X | X | X | X | X | X | X | X | X | X | X | X | X | X | X | X | X | X | X | n/a | X | X | X | X | X | X | X | X | X | X | X | n/a | X | n/a | n/a | n/a | n/a | n/a | n/a | n/a | n/a | n/a | n/a | X | X | X | n/a | n/a | n/a | n/a | n/a | n/a | n/a | n/a | n/a | n/a | n/a | n/a | n/a | n/a | n/a | n/a | X | X | X | n/a | n/a | n/a | n/a | n/a | n/a
FDI-0706 | LT1-31113-1468 |  | Installation of FDI LT1-31113-1468. ICC Add/Modify Blocks, Add/Modify Historian Database points., Update Group Points file. |  | Rev 0 | 4/8/2013, 5/6/2013 | X | X | X | X | X | X | X | X | X | X | X | X | X | X | X | X | X | X | X | X | X | X | X | X | X | X | X | X | X | X | X | n/a | X | X | X | X | X | X | X | X | X | X | X | n/a | n/a | n/a | n/a | n/a | n/a | n/a | n/a | n/a | X | n/a | n/a | X | X | X | n/a | n/a | n/a | n/a | n/a | n/a | n/a | n/a | n/a | n/a | n/a | n/a | n/a | n/a | n/a | n/a | X | X | X | n/a | n/a | n/a | n/a | n/a | n/a
FDI-0707 | LT1-31113-1494 |  | Installation of FDI LT1-31113-1494. ICC Add/Modify Blocks, Graphic Modifications. |  | Rev 0 | 2013-04-08 | X | X | X | X | X | X | X | X | X | X | X | X | X | X | X | X | X | X | X | X | X | X | X | X | X | X | X | X | X | X | X | X | X | X | X | X | X | X | X | X | X | X | X | n/a | n/a | n/a | n/a | n/a | n/a | n/a | n/a | n/a | n/a | n/a | n/a | X | X | X | n/a | n/a | n/a | n/a | n/a | n/a | n/a | n/a | n/a | n/a | n/a | n/a | n/a | n/a | n/a | n/a | X | X | X | n/a | n/a | n/a | n/a | n/a | n/a
FDI-0708 | LT1-31113-1487 |  | Installation of FDI LT1-31113-1487. ICC Add/Modify Blocks. |  | Rev 0 | 2013-04-08 | n/a | n/a | n/a | n/a | n/a | n/a | n/a | n/a | n/a | n/a | n/a | n/a | n/a | n/a | n/a | n/a | n/a | n/a | n/a | n/a | n/a | n/a | n/a | n/a | n/a | n/a | n/a | n/a | n/a | n/a | n/a | n/a | n/a | n/a | n/a | n/a | n/a | n/a | n/a | X | n/a | n/a | n/a | n/a | n/a | n/a | n/a | n/a | n/a | n/a | n/a | n/a | n/a | n/a | n/a | n/a | n/a | n/a | n/a | n/a | n/a | n/a | n/a | n/a | n/a | n/a | n/a | n/a | n/a | n/a | n/a | n/a | n/a | n/a | n/a | n/a | n/a | n/a | n/a | n/a | n/a | n/a | n/a
FDI-0709 | LT1-31113-1473 |  | Installation of FDI LT1-31113-1473. ICC Add/Modify Blocks, Add/Modify Historian Database points., Update Group Points file. |  | Rev 0 | 2013-04-11 | X | X | X | X | X | X | X | X | X | X | X | X | X | X | X | X | X | X | X | X | X | X | X | X | X | X | X | X | X | X | X | n/a | X | X | X | X | X | X | X | X | X | X | X | n/a | n/a | X | n/a | n/a | n/a | n/a | n/a | n/a | X | n/a | n/a | X | X | X | n/a | n/a | n/a | n/a | n/a | n/a | n/a | n/a | n/a | n/a | n/a | n/a | n/a | n/a | n/a | n/a | X | X | X | n/a | n/a | n/a | n/a | n/a | n/a
FDI-0710 | LT1-31113-1485 |  | Installation of FDI LT1-31113-1485. Graphic Modifications |  | Rev 0 | 2013-04-08 | X | X | X | X | X | X | X | X | X | X | X | X | X | X | X | X | X | X | X | X | X | X | X | X | X | X | X | X | X | X | X | X | X | X | X | X | X | X | X | X | X | X | X | n/a | n/a | n/a | n/a | n/a | n/a | n/a | n/a | n/a | n/a | n/a | n/a | X | X | X | n/a | n/a | n/a | n/a | n/a | n/a | n/a | n/a | n/a | n/a | n/a | n/a | n/a | n/a | n/a | n/a | X | X | X | n/a | n/a | n/a | n/a | n/a | n/a
FDI-0711 | LT1-31113-1499 |  | Installation of FDI LT1-31113-1499. ICC Add/Modify Blocks. |  | Rev 0 | 2013-04-15 | n/a | n/a | n/a | n/a | n/a | n/a | n/a | n/a | n/a | n/a | n/a | n/a | n/a | n/a | n/a | n/a | n/a | n/a | n/a | n/a | n/a | n/a | n/a | n/a | n/a | n/a | n/a | n/a | n/a | n/a | n/a | n/a | n/a | n/a | n/a | n/a | n/a | n/a | n/a | n/a | X | n/a | n/a | n/a | n/a | n/a | n/a | n/a | n/a | n/a | n/a | n/a | n/a | n/a | n/a | n/a | n/a | n/a | n/a | n/a | n/a | n/a | n/a | n/a | n/a | n/a | n/a | n/a | n/a | n/a | n/a | n/a | n/a | n/a | n/a | n/a | n/a | n/a | n/a | n/a | n/a | n/a | n/a
FDI-0712 | LT1-31113-1467 |  | Installation of FDI LT1-31113-1467. ICC Add/Modify Blocks. Graphic Modifications |  | Rev 0 | 2013-04-12 | X | X | X | X | X | X | X | X | X | X | X | X | X | X | X | X | X | X | X | X | X | X | X | X | X | X | X | X | X | X | X | X | X | X | X | X | X | X | X | X | X | X | X | n/a | n/a | n/a | n/a | n/a | n/a | n/a | n/a | n/a | n/a | n/a | n/a | X | X | X | n/a | n/a | n/a | n/a | n/a | n/a | n/a | n/a | n/a | n/a | n/a | n/a | n/a | n/a | n/a | n/a | X | X | X | n/a | n/a | n/a | n/a | n/a | n/a
FDI-0713 | LT1-31113-1509 |  | Installation of FDI LT1-31113-1509. ICC Add/Modify Blocks. Graphic Modifications |  | Rev 0 | 2013-05-17 | X | X | X | X | X | X | X | X | X | X | X | X | X | X | X | X | X | X | X | X | X | X | X | X | X | X | X | X | X | X | X | X | X | X | X | X | X | X | X | X | X | X | X | n/a | n/a | n/a | n/a | n/a | n/a | n/a | n/a | n/a | n/a | n/a | n/a | X | X | X | n/a | n/a | n/a | n/a | n/a | n/a | n/a | n/a | n/a | n/a | n/a | n/a | n/a | n/a | n/a | n/a | X | X | X | n/a | n/a | n/a | n/a | n/a | n/a
FDI-0714 | LT1-31113-1461 |  | Installation of FDI LT1-31113-1461. ICC Add/Modify Blocks & SPDS Steam calcs. |  | Rev 0 | 2014-05-14 | n/a | n/a | n/a | n/a | n/a | n/a | n/a | n/a | n/a | n/a | n/a | n/a | n/a | n/a | n/a | n/a | n/a | n/a | n/a | n/a | n/a | n/a | n/a | n/a | n/a | n/a | n/a | n/a | n/a | n/a | n/a | n/a | n/a | n/a | n/a | n/a | n/a | n/a | n/a | X | n/a | n/a | n/a | n/a | n/a | n/a | n/a | n/a | n/a | n/a | n/a | n/a | n/a | n/a | n/a | n/a | n/a | n/a | n/a | n/a | n/a | n/a | n/a | n/a | n/a | n/a | n/a | n/a | X | X | n/a | n/a | n/a | n/a | n/a | n/a | n/a | n/a | n/a | n/a | n/a | n/a | n/a
FDI-0715 | LT1-31113-1506 |  | Installation of FDI LT1-31113-1506. ICC Add/Modify Blocks, SPDS Steam Calcs Program Build 022 . |  | Rev 0 | 2014-05-16 | n/a | n/a | n/a | n/a | n/a | n/a | n/a | n/a | n/a | n/a | n/a | n/a | n/a | n/a | n/a | n/a | n/a | n/a | n/a | n/a | n/a | n/a | n/a | n/a | n/a | n/a | n/a | n/a | n/a | n/a | n/a | n/a | n/a | n/a | n/a | n/a | n/a | n/a | n/a | n/a | n/a | n/a | n/a | n/a | n/a | n/a | n/a | n/a | n/a | n/a | n/a | n/a | n/a | n/a | n/a | n/a | n/a | n/a | n/a | n/a | n/a | n/a | n/a | n/a | n/a | n/a | n/a | n/a | X | X | n/a | n/a | n/a | n/a | n/a | n/a | n/a | n/a | n/a | n/a | n/a | n/a | n/a
FDI-0716 | LT1-31113-1482 |  | Installation of FDI LT1-31113-1482. ICC Add/Modify Blocks. Graphic Modifications |  | Rev 1 | 2013-04-17 | X | X | X | X | X | X | X | X | X | X | X | X | X | X | X | X | X | X | X | X | X | X | X | X | X | X | X | X | X | X | X | X | X | X | X | X | X | X | X | X | X | X | X | n/a | n/a | n/a | n/a | n/a | n/a | n/a | n/a | n/a | n/a | n/a | n/a | X | X | X | n/a | n/a | n/a | n/a | n/a | n/a | n/a | n/a | n/a | n/a | n/a | n/a | n/a | n/a | n/a | n/a | X | X | X | n/a | n/a | n/a | n/a | n/a | n/a
FDI-0717 | LT1-31113-1507 |  | Installation of FDI LT1-31113-1507. New SOE & TDR version 1.5.3 QF1167300 and HSDAI (TRAS 2.1.782 patch) on 1AW062 and MVD WS 1.37.1 |  | Rev 3 | 5/24/2013, 7/9/2013, 2/14/2014, 6/25/2014 | n/a | n/a | n/a | n/a | n/a | n/a | n/a | n/a | n/a | n/a | n/a | n/a | n/a | n/a | n/a | n/a | n/a | n/a | n/a | n/a | n/a | n/a | n/a | n/a | n/a | n/a | n/a | n/a | n/a | n/a | n/a | n/a | n/a | n/a | n/a | n/a | n/a | n/a | n/a | n/a | n/a | n/a | n/a | n/a | n/a | n/a | n/a | n/a | n/a | n/a | n/a | n/a | n/a | n/a | n/a | n/a | n/a | n/a | n/a | n/a | n/a | X | X | n/a | n/a | n/a | n/a | n/a | n/a | n/a | n/a | n/a | n/a | n/a | n/a | n/a | n/a | n/a | n/a | n/a | n/a | n/a | n/a
FDI-0718 | LT1-31113-1512 |  | Installation of FDI LT1-31113-1512. ICC Add/Modify Blocks. Graphic Modifications |  | Rev 0 | 2013-08-30 | X | X | X | X | X | X | X | X | X | X | X | X | X | X | X | X | X | X | X | X | X | X | X | X | X | X | X | X | X | X | X | X | X | X | X | X | X | X | X | X | X | X | X | n/a | n/a | n/a | n/a | n/a | n/a | n/a | n/a | n/a | n/a | n/a | n/a | X | X | X | n/a | n/a | n/a | n/a | n/a | n/a | n/a | n/a | n/a | n/a | n/a | n/a | n/a | n/a | n/a | n/a | X | X | X | n/a | n/a | n/a | n/a | n/a | n/a
FDI-0719 | LT1-31113-1500 |  | Installation of FDI LT1-31113-1500 Updating AIM*AT to 3.3.1.147 by adding QF1146394 | QF1189216 | Rev 1 | 2013-04-15 | n/a | n/a | n/a | n/a | n/a | n/a | n/a | n/a | n/a | n/a | n/a | n/a | n/a | n/a | n/a | n/a | n/a | n/a | n/a | n/a | n/a | n/a | n/a | n/a | n/a | n/a | n/a | n/a | n/a | n/a | n/a | n/a | n/a | n/a | n/a | n/a | n/a | n/a | n/a | n/a | n/a | n/a | n/a | X | X | X | X | X | X | X | X | X | X | X | X | n/a | n/a | n/a | n/a | n/a | n/a | n/a | X | n/a | n/a | n/a | n/a | n/a | n/a | n/a | n/a | n/a | n/a | n/a | n/a | n/a | n/a | n/a | n/a | n/a | n/a | n/a | n/a
FDI-0720 | LT1-31113-1484 |  | Installation of FDI LT1-31113-1484 ICC Add/Modify Blocks, Add/Modify Historian Database points., Update Group Points file. |  | Rev 1 | 2013-04-17 | X | X | X | X | X | X | X | X | X | X | X | X | X | X | X | X | X | X | X | X | X | X | X | X | X | X | X | X | X | X | X | n/a | X | X | X | X | X | X | X | X | X | X | X | n/a | n/a | n/a | n/a | X | X | n/a | n/a | n/a | n/a | n/a | n/a | X | X | X | n/a | n/a | n/a | n/a | n/a | n/a | n/a | n/a | n/a | n/a | n/a | n/a | n/a | n/a | n/a | n/a | X | X | X | n/a | n/a | n/a | n/a | n/a | n/a
FDI-0721 | LT1-31113-1519 |  | Installation of FDI LT1-31113-1519. Graphic Modifications |  | Rev 1 | 6/20/2013, 6/20/2013 | X | X | X | X | X | X | X | X | X | X | X | X | X | X | X | X | X | X | X | X | X | X | X | X | X | X | X | X | X | X | X | X | X | X | X | X | X | X | X | X | X | X | X | n/a | n/a | n/a | n/a | n/a | n/a | n/a | n/a | n/a | n/a | n/a | n/a | X | X | X | n/a | n/a | n/a | n/a | n/a | n/a | n/a | n/a | n/a | n/a | n/a | n/a | n/a | n/a | n/a | n/a | X | X | X | n/a | n/a | n/a | n/a | n/a | n/a
FDI-0722 | LT1-31113-1014 |  | Installation of FDI LT1-31113-1014. ICC Add/Modify Blocks, Add/Modify Historian Database points., Update Group Points file. Update MVD chassis.xmls |  | Rev 1 | 2013-04-24 | X | X | X | X | X | X | X | X | X | X | X | X | X | X | X | X | X | X | X | X | X | X | X | X | X | X | X | X | X | X | X | n/a | X | X | X | X | X | X | X | X | X | X | X | n/a | n/a | n/a | X | n/a | n/a | n/a | n/a | n/a | X | n/a | n/a | X | X | X | n/a | n/a | n/a | X | X | n/a | n/a | n/a | n/a | n/a | n/a | n/a | n/a | n/a | n/a | n/a | X | X | X | n/a | n/a | n/a | n/a | n/a | n/a
FDI-0723 | LT1-31113-1508 |  | Installation of FDI LT1-31113-1508. Changed MM from message collector to real time collectors, install unlicensed AIM Utilities. |  | Rev 1 | 5/24/2013, 7/31/2013 | n/a | n/a | n/a | n/a | n/a | n/a | n/a | n/a | n/a | n/a | n/a | n/a | n/a | n/a | n/a | n/a | n/a | n/a | n/a | n/a | n/a | n/a | n/a | n/a | n/a | n/a | n/a | n/a | n/a | n/a | n/a | n/a | n/a | n/a | n/a | n/a | n/a | n/a | n/a | n/a | n/a | n/a | n/a | X | n/a | n/a | n/a | n/a | n/a | n/a | n/a | n/a | n/a | n/a | n/a | n/a | n/a | n/a | n/a | n/a | n/a | n/a | n/a | n/a | X | X | n/a | n/a | n/a | n/a | n/a | n/a | n/a | n/a | n/a | n/a | n/a | n/a | n/a | n/a | n/a | n/a | n/a
FDI-0724 | LT1-31113-1516 |  | Installation of FDI LT1-31113-1516. Graphic Modifications |  | Rev 1 | 5/20/2013, 9/12/2013 | X | X | X | X | X | X | X | X | X | X | X | X | X | X | X | X | X | X | X | X | X | X | X | X | X | X | X | X | X | X | X | X | X | X | X | X | X | X | X | X | X | X | X | n/a | n/a | n/a | n/a | n/a | n/a | n/a | n/a | n/a | n/a | n/a | n/a | X | X | X | n/a | n/a | n/a | n/a | n/a | n/a | n/a | n/a | n/a | n/a | n/a | n/a | n/a | n/a | n/a | n/a | X | X | X | n/a | n/a | n/a | n/a | n/a | n/a
FDI-0725 | LT1-31113-1514 |  | Installation of FDI LT1-31113-1514 ICC Add/Modify Blocks, Add/Modify Historian Database points., Update Group Points file. |  | Rev 2 | 5/17/2013, 8/17/2013 | X | X | X | X | X | X | X | X | X | X | X | X | X | X | X | X | X | X | X | X | X | X | X | X | X | X | X | X | X | X | X | n/a | X | X | X | X | X | X | X | X | X | X | X | n/a | n/a | n/a | n/a | n/a | n/a | n/a | X | n/a | n/a | n/a | n/a | X | X | X | n/a | n/a | n/a | n/a | n/a | n/a | n/a | n/a | n/a | n/a | n/a | n/a | n/a | n/a | n/a | n/a | X | X | X | n/a | n/a | n/a | n/a | n/a | n/a
FDI-0726 | LT1-31113-1480 |  | Installation of FDI LT1-31113-1480. ICC Add/Modify Blocks. |  | Rev 0 | 2013-05-02 | n/a | n/a | n/a | n/a | n/a | n/a | n/a | n/a | n/a | n/a | n/a | n/a | n/a | n/a | n/a | n/a | n/a | n/a | n/a | n/a | n/a | n/a | n/a | n/a | n/a | n/a | n/a | n/a | n/a | n/a | n/a | n/a | n/a | n/a | n/a | n/a | n/a | n/a | n/a | n/a | n/a | X | n/a | n/a | n/a | n/a | n/a | n/a | n/a | n/a | n/a | n/a | n/a | n/a | n/a | n/a | n/a | n/a | n/a | n/a | n/a | n/a | n/a | n/a | n/a | n/a | n/a | n/a | n/a | n/a | n/a | n/a | n/a | n/a | n/a | n/a | n/a | n/a | n/a | n/a | n/a | n/a | n/a
FDI-0727 | LT1-31113-1501 |  | Installation of FDI LT1-31113-1501. Graphic Modifications |  | Rev 0 | 2014-05-07 | X | X | X | X | X | X | X | X | X | X | X | X | X | X | X | X | X | X | X | X | X | X | X | X | X | X | X | X | X | X | X | X | X | X | X | X | X | X | X | X | X | X | X | n/a | n/a | n/a | n/a | n/a | n/a | n/a | n/a | n/a | n/a | n/a | n/a | X | X | X | n/a | n/a | n/a | n/a | n/a | n/a | n/a | n/a | n/a | n/a | n/a | n/a | n/a | n/a | n/a | n/a | X | X | X | n/a | n/a | n/a | n/a | n/a | n/a
FDI-0728 | LT1-31113-1496 |  | Installation of FDI LT1-31113-1496. Group Points Presentation of Logarithmic values & SCRAM & TRIP report format. TRAS Patch 2.1.772 |  | Rev 0 | 2014-05-20 | X | X | X | X | X | X | X | X | X | X | X | X | X | X | X | X | X | X | X | X | X | X | X | X | X | X | X | X | X | X | X | X | X | X | X | X | X | X | X | X | X | X | X | n/a | n/a | n/a | n/a | n/a | n/a | n/a | n/a | n/a | n/a | n/a | n/a | X | X | X | n/a | n/a | n/a | n/a | n/a | n/a | n/a | n/a | n/a | n/a | n/a | n/a | n/a | n/a | n/a | n/a | X | X | X | n/a | n/a | n/a | n/a | n/a | n/a
FDI-0729 | LT1-31113-1515 |  | Installation of FDI LT1-31113-1515. ICC Add/Modify Blocks, Add/Modify Historian Database points., Update Group Points file, Updated FDSI Device xml file (3dm1.xml). |  | Rev 1 | 2013-05-17 | X | X | X | X | X | X | X | X | X | X | X | X | X | X | X | X | X | X | X | X | X | X | X | X | X | X | X | X | X | X | X | n/a | X | X | X | X | X | X | X | X | X | X | X | n/a | X | n/a | n/a | n/a | n/a | n/a | n/a | n/a | n/a | n/a | n/a | X | X | X | n/a | n/a | n/a | n/a | n/a | n/a | n/a | n/a | n/a | n/a | n/a | n/a | n/a | n/a | n/a | n/a | X | X | X | n/a | n/a | n/a | n/a | n/a | n/a
FDI-0730 | LT1-31113-1523 |  | Installation of FDI LT1-31113-1523. ICC Add/Modify Blocks. |  | Rev 0 | 2103-06-06 | n/a | n/a | n/a | n/a | n/a | n/a | n/a | n/a | n/a | n/a | n/a | n/a | n/a | n/a | n/a | n/a | n/a | n/a | n/a | n/a | n/a | n/a | n/a | n/a | n/a | n/a | n/a | n/a | n/a | n/a | n/a | n/a | n/a | n/a | n/a | n/a | n/a | n/a | n/a | n/a | n/a | X | n/a | n/a | n/a | n/a | n/a | n/a | n/a | n/a | n/a | n/a | n/a | n/a | n/a | n/a | n/a | n/a | n/a | n/a | n/a | n/a | n/a | n/a | n/a | n/a | n/a | n/a | n/a | n/a | n/a | n/a | n/a | n/a | n/a | n/a | n/a | n/a | n/a | n/a | n/a | n/a | n/a
FDI-0731 | LT1-31113-1529 |  | Installation of FDI LT1-31113-1529. ICC Add/Modify Blocks. |  | Rev 0 | 2013-05-18 | n/a | n/a | n/a | n/a | n/a | n/a | n/a | n/a | n/a | n/a | n/a | n/a | n/a | n/a | n/a | n/a | n/a | n/a | n/a | n/a | n/a | n/a | n/a | n/a | n/a | n/a | n/a | n/a | n/a | n/a | n/a | n/a | n/a | n/a | n/a | n/a | n/a | n/a | X | n/a | X | n/a | n/a | n/a | n/a | n/a | n/a | n/a | n/a | n/a | n/a | n/a | n/a | n/a | n/a | n/a | n/a | n/a | n/a | n/a | n/a | n/a | n/a | n/a | n/a | n/a | n/a | n/a | n/a | n/a | n/a | n/a | n/a | n/a | n/a | n/a | n/a | n/a | n/a | n/a | n/a | n/a | n/a
FDI-0732 | LT1-31113-1534 |  | Installation of FDI LT1-31113-1534. TRAS Patch 2.1.760 | Was 2.1.752 | Rev 1 | 2013-08-01 | X | X | X | X | X | X | X | X | X | X | X | X | X | X | X | X | X | X | X | X | X | X | X | X | X | X | X | X | X | X | X | n/a | X | X | X | X | X | X | X | X | X | X | X | X | X | X | X | X | X | X | X | X | X | X | X | X | X | X | n/a | n/a | n/a | X | X | n/a | n/a | n/a | n/a | n/a | n/a | n/a | n/a | n/a | n/a | n/a | X | X | X | n/a | n/a | n/a | n/a | n/a | n/a
FDI-0733 | LT1-31113-1527 |  | Installation of FDI LT1-31113-1527. Graphic Modifications |  | Rev 0 | 2013-05-16 | X | X | X | X | X | X | X | X | X | X | X | X | X | X | X | X | X | X | X | X | X | X | X | X | X | X | X | X | X | X | X | X | X | X | X | X | X | X | X | X | X | X | X | n/a | n/a | n/a | n/a | n/a | n/a | n/a | n/a | n/a | n/a | n/a | n/a | X | X | X | n/a | n/a | n/a | n/a | n/a | n/a | n/a | n/a | n/a | n/a | n/a | n/a | n/a | n/a | n/a | n/a | X | X | X | n/a | n/a | n/a | n/a | n/a | n/a
FDI-0734 | LT1-31113-1531 |  | Installation of FDI LT1-31113-1531. ICC Add/Modify Blocks. |  | Rev 0 | 2013-05-17 | n/a | n/a | n/a | n/a | n/a | n/a | n/a | n/a | n/a | n/a | n/a | n/a | n/a | n/a | n/a | n/a | n/a | n/a | n/a | n/a | n/a | n/a | n/a | n/a | n/a | n/a | n/a | n/a | n/a | n/a | n/a | n/a | n/a | n/a | n/a | n/a | n/a | n/a | n/a | n/a | n/a | X | n/a | n/a | n/a | n/a | n/a | n/a | n/a | n/a | n/a | n/a | n/a | n/a | n/a | n/a | n/a | n/a | n/a | n/a | n/a | n/a | n/a | n/a | n/a | n/a | n/a | n/a | n/a | n/a | n/a | n/a | n/a | n/a | n/a | n/a | n/a | n/a | n/a | n/a | n/a | n/a | n/a
FDI-0735 | LT1-31113-1635 |  | Installation of FDI LT1-31113-1635. ICC Add/Modify Blocks, Add/Modify Graphics, Add/Modify Historian Database points., Update Group Points file. |  | Rev 0 | 2013-09-10 | X | X | X | X | X | X | X | X | X | X | X | X | X | X | X | X | X | X | X | X | X | X | X | X | X | X | X | X | X | X | X | n/a | X | X | X | X | X | X | X | X | X | X | X | n/a | n/a | n/a | X | n/a | n/a | n/a | n/a | n/a | n/a | n/a | n/a | X | X | X | n/a | n/a | n/a | n/a | X | n/a | n/a | n/a | n/a | n/a | n/a | n/a | n/a | n/a | n/a | n/a | X | X | X | n/a | n/a | n/a | n/a | n/a | n/a
FDI-0736 | LT1-31113-1546 |  | Installation of FDI LT1-31113-1546. Graphic Modifications |  | Rev 1 | 2013-05-24 | X | X | X | X | X | X | X | X | X | X | X | X | X | X | X | X | X | X | X | X | X | X | X | X | X | X | X | X | X | X | X | X | X | X | X | X | X | X | X | X | X | X | X | n/a | n/a | n/a | n/a | n/a | n/a | n/a | n/a | n/a | n/a | n/a | n/a | X | X | X | n/a | n/a | n/a | n/a | n/a | n/a | n/a | n/a | n/a | n/a | n/a | n/a | n/a | n/a | n/a | n/a | X | X | X | n/a | n/a | n/a | n/a | n/a | n/a
FDI-0737 | LT1-31113-1517 |  | Installation of FDI LT1-31113-1517. ICC Add/Modify Blocks, Add/Modify Graphics, Add/Modify Historian Database points., Update Group Points file. |  | Rev 0 | 2013-05-29 | X | X | X | X | X | X | X | X | X | X | X | X | X | X | X | X | X | X | X | X | X | X | X | X | X | X | X | X | X | X | X | n/a | X | X | X | X | X | X | X | X | X | X | X | n/a | n/a | n/a | n/a | n/a | X | n/a | X | n/a | n/a | n/a | n/a | X | X | X | n/a | n/a | n/a | n/a | n/a | n/a | n/a | n/a | n/a | n/a | n/a | n/a | n/a | n/a | n/a | n/a | X | X | X | n/a | n/a | n/a | n/a | n/a | n/a
FDI-0738 | LT1-31113-1537 |  | Installation of FDI LT1-31113-1537. ICC Add/Modify Blocks, Add/Modify Graphics, Add/Modify Historian Database points., Update Group Points file. |  | Rev 1 | 5/24/2013 8/6/2013 | X | X | X | X | X | X | X | X | X | X | X | X | X | X | X | X | X | X | X | X | X | X | X | X | X | X | X | X | X | X | X | n/a | X | X | X | X | X | X | X | X | X | X | X | n/a | n/a | n/a | n/a | n/a | n/a | n/a | n/a | n/a | X | n/a | n/a | X | X | X | n/a | n/a | n/a | n/a | n/a | n/a | n/a | n/a | n/a | n/a | n/a | n/a | X | n/a | n/a | n/a | X | X | X | n/a | n/a | n/a | n/a | n/a | n/a
FDI-0739 | LT1-31113-1542 |  | Installation of FDI LT1-31113-1542. ICC Add/Modify Blocks, Add/Modify Graphics, Add/Modify Historian Database points., Update Group Points file. |  | Rev 0 | 2013-06-07 | X | X | X | X | X | X | X | X | X | X | X | X | X | X | X | X | X | X | X | X | X | X | X | X | X | X | X | X | X | X | X | n/a | X | X | X | X | X | X | X | X | X | X | X | n/a | X | n/a | n/a | n/a | n/a | n/a | n/a | n/a | n/a | n/a | n/a | X | X | X | n/a | n/a | n/a | n/a | n/a | n/a | n/a | n/a | n/a | n/a | n/a | n/a | n/a | n/a | n/a | n/a | X | X | X | n/a | n/a | n/a | n/a | n/a | n/a
FDI-0740 | LT1-31113-1538 |  | Installation of FDI LT1-31113-1538. ICC Add/Modify Blocks. |  | Rev 0 | 2013-06-10 | n/a | n/a | n/a | n/a | n/a | n/a | n/a | n/a | n/a | n/a | n/a | n/a | n/a | n/a | n/a | n/a | n/a | n/a | n/a | n/a | n/a | n/a | n/a | n/a | n/a | n/a | n/a | n/a | n/a | n/a | n/a | n/a | n/a | n/a | n/a | n/a | n/a | n/a | n/a | X | n/a | n/a | n/a | n/a | n/a | n/a | n/a | n/a | n/a | n/a | n/a | n/a | n/a | n/a | n/a | n/a | n/a | n/a | n/a | n/a | n/a | n/a | n/a | n/a | n/a | n/a | n/a | n/a | n/a | n/a | n/a | n/a | n/a | n/a | n/a | n/a | n/a | n/a | n/a | n/a | n/a | n/a | n/a
FDI-0741 | LT1-31113-1533 |  | Installation of FDI LT1-31113-1533. Graphic Modifications |  | Rev 1 | 2013-06-18 | X | X | X | X | X | X | X | X | X | X | X | X | X | X | X | X | X | X | X | X | X | X | X | X | X | X | X | X | X | X | X | X | X | X | X | X | X | X | X | X | X | X | X | n/a | n/a | n/a | n/a | n/a | n/a | n/a | n/a | n/a | n/a | n/a | n/a | X | X | X | n/a | n/a | n/a | n/a | n/a | n/a | n/a | n/a | n/a | n/a | n/a | n/a | n/a | n/a | n/a | n/a | X | X | X | n/a | n/a | n/a | n/a | n/a | n/a
FDI-0742 | LT1-31113-1418 |  | Installation of FDI LT1-31113-1418. ICC Add/Modify Blocks, SOE Add/Delete points . |  | Rev 0 | 2013-09-21 | n/a | n/a | n/a | n/a | n/a | n/a | n/a | n/a | n/a | n/a | n/a | n/a | n/a | n/a | n/a | n/a | n/a | n/a | n/a | n/a | n/a | n/a | n/a | n/a | n/a | n/a | n/a | n/a | n/a | n/a | n/a | n/a | n/a | n/a | n/a | n/a | n/a | n/a | n/a | X | n/a | n/a | n/a | n/a | n/a | n/a | n/a | n/a | n/a | n/a | n/a | n/a | n/a | n/a | n/a | n/a | n/a | n/a | n/a | n/a | n/a | n/a | X | n/a | n/a | n/a | n/a | n/a | n/a | n/a | n/a | n/a | n/a | n/a | n/a | n/a | n/a | n/a | n/a | n/a | n/a | n/a | n/a
FDI-0743 | LT1-31113-1545 |  | Installation of FDI LT1-31113-1545. ICC Add/Modify Blocks, Graphic Modifications, Update MM, Update OPLS alias Table, Update Block Status Report. |  | Rev 0 | 2013-11-18 | X | X | X | X | X | X | X | X | X | X | X | X | X | X | X | X | X | X | X | X | X | X | X | X | X | X | X | X | X | X | X | X | X | X | X | X | X | X | X | X | X | X | X | n/a | n/a | n/a | n/a | n/a | X | n/a | n/a | n/a | n/a | n/a | n/a | X | X | X | n/a | n/a | X | n/a | n/a | n/a | X | X | n/a | n/a | n/a | n/a | n/a | X | n/a | n/a | X | X | X | n/a | n/a | n/a | n/a | n/a | n/a
FDI-0744 | LT1-31113-1550 |  | Installation of FDI LT1-31113-1550. ICC Add/Modify Blocks. |  | Rev 1 | 2013-06-22 | n/a | n/a | n/a | n/a | n/a | n/a | n/a | n/a | n/a | n/a | n/a | n/a | n/a | n/a | n/a | n/a | n/a | n/a | n/a | n/a | n/a | n/a | n/a | n/a | n/a | n/a | n/a | n/a | n/a | n/a | n/a | n/a | n/a | n/a | n/a | n/a | n/a | n/a | n/a | n/a | X | n/a | n/a | n/a | n/a | n/a | n/a | n/a | n/a | n/a | n/a | n/a | n/a | n/a | n/a | n/a | n/a | n/a | n/a | n/a | n/a | n/a | n/a | n/a | n/a | n/a | n/a | n/a | n/a | n/a | n/a | n/a | n/a | n/a | n/a | n/a | n/a | n/a | n/a | n/a | n/a | n/a | n/a
FDI-0745 | LT1-31113-1569 |  | Installation of FDI LT1-31113-1569. ATLM Driver update Vers 2.0, IOM230, 231, 232, 233 SW Rev 1.35 QF1133419B. |  | Rev 0 | 2013-09-16 | n/a | n/a | n/a | n/a | n/a | n/a | n/a | n/a | n/a | n/a | n/a | n/a | n/a | n/a | n/a | n/a | n/a | n/a | n/a | n/a | n/a | n/a | n/a | n/a | n/a | n/a | n/a | n/a | n/a | n/a | X | n/a | n/a | n/a | n/a | n/a | n/a | X | X | X | X | X | X | n/a | n/a | n/a | n/a | n/a | n/a | n/a | n/a | n/a | n/a | n/a | n/a | n/a | n/a | n/a | n/a | n/a | n/a | n/a | n/a | n/a | n/a | n/a | n/a | n/a | n/a | n/a | n/a | n/a | n/a | n/a | n/a | n/a | n/a | n/a | n/a | n/a | n/a | n/a | n/a
FDI-0746 | LT1-31113-1564 |  | Installation of FDI LT1-31113-1564. ICC Add/Modify Blocks, Add/Modify Graphics, Add/Modify Historian Database points., Update Group Points file, MM Update. |  | Rev 2 | 2013-11-02 | X | X | X | X | X | X | X | X | X | X | X | X | X | X | X | X | X | X | X | X | X | X | X | X | X | X | X | X | X | X | X | X | X | X | X | X | X | X | X | X | X | X | X | n/a | X | X | n/a | n/a | n/a | n/a | n/a | n/a | n/a | n/a | n/a | X | X | X | n/a | n/a | n/a | n/a | n/a | n/a | X | X | n/a | n/a | n/a | n/a | n/a | n/a | n/a | n/a | X | X | X | n/a | n/a | n/a | n/a | n/a | n/a
FDI-0747 | LT1-31113-1552 |  | Installation of FDI LT1-31113-1552. ICC Add/Modify Blocks. |  | Rev 0 | 2013-06-25 | n/a | n/a | n/a | n/a | n/a | n/a | n/a | n/a | n/a | n/a | n/a | n/a | n/a | n/a | n/a | n/a | n/a | n/a | n/a | n/a | n/a | n/a | n/a | n/a | n/a | n/a | n/a | n/a | n/a | n/a | X | n/a | n/a | n/a | n/a | n/a | n/a | X | X | X | X | X | X | n/a | n/a | n/a | n/a | n/a | n/a | n/a | n/a | n/a | n/a | n/a | n/a | n/a | n/a | n/a | n/a | n/a | n/a | n/a | n/a | n/a | n/a | n/a | n/a | n/a | n/a | n/a | n/a | n/a | n/a | n/a | n/a | n/a | n/a | n/a | n/a | n/a | n/a | n/a | n/a
FDI-0748 |  |  | OPEN |  | Rev 0 | 2013-06-27 | n/a | n/a | n/a | n/a | n/a | n/a | n/a | n/a | n/a | n/a | n/a | n/a | n/a | n/a | n/a | n/a | n/a | n/a | n/a | n/a | n/a | n/a | n/a | n/a | n/a | n/a | n/a | n/a | n/a | n/a | n/a | n/a | n/a | n/a | n/a | n/a | n/a | n/a | n/a | n/a | n/a | n/a | n/a | n/a | n/a | n/a | n/a | n/a | n/a | n/a | n/a | n/a | n/a | n/a | n/a | n/a | n/a | n/a | n/a | n/a | n/a | n/a | n/a | n/a | n/a | n/a | n/a | n/a | n/a | n/a | n/a | n/a | n/a | n/a | n/a | n/a | n/a | n/a | n/a | n/a | n/a | n/a | n/a
FDI-0749 | LT1-31113-1553 |  | Installation of FDI LT1-31113-1553 ICC Add/Modify Blocks, Add/Modify Historian Database points., Update Group Points file. |  | Rev 0 | 2013-06-20 | X | X | X | X | X | X | X | X | X | X | X | X | X | X | X | X | X | X | X | X | X | X | X | X | X | X | X | X | X | X | X | n/a | X | X | X | X | X | X | X | X | X | X | X | n/a | X | n/a | n/a | n/a | n/a | n/a | n/a | n/a | n/a | n/a | n/a | X | X | X | n/a | n/a | n/a | n/a | n/a | n/a | n/a | n/a | n/a | n/a | n/a | n/a | n/a | n/a | n/a | n/a | X | X | X | n/a | n/a | n/a | n/a | n/a | n/a
FDI-0750 | LT1-31113-1383 |  | Installation of FDI LT1-31113-1383 AC transfer installation into Cabinet 1H12-PL-1087A & 1H12-PL1093E Hardware modification only |  | Rev 4 | 12/10/2013, 5/22/2014 | n/a | n/a | n/a | n/a | n/a | n/a | n/a | n/a | n/a | n/a | n/a | n/a | n/a | n/a | n/a | n/a | n/a | n/a | n/a | n/a | n/a | n/a | n/a | n/a | n/a | n/a | n/a | n/a | n/a | n/a | n/a | n/a | n/a | n/a | n/a | n/a | n/a | n/a | n/a | n/a | n/a | n/a | n/a | n/a | n/a | n/a | n/a | n/a | n/a | n/a | n/a | n/a | n/a | n/a | n/a | n/a | n/a | n/a | n/a | n/a | n/a | n/a | n/a | n/a | n/a | n/a | n/a | n/a | n/a | n/a | n/a | n/a | n/a | n/a | n/a | n/a | n/a | n/a | n/a | n/a | n/a | n/a | n/a
FDI-0751 | LT1-31113-1560 |  | Installation of FDI LT1-31113-1560. Hardware installation of Metrobility R611-51 to replace R643-1E media converter for the G31 data-link. |  | Rev 0 | 2014-04-18 | n/a | n/a | n/a | n/a | n/a | n/a | n/a | n/a | n/a | n/a | n/a | n/a | n/a | n/a | n/a | n/a | n/a | n/a | n/a | n/a | n/a | n/a | n/a | n/a | n/a | n/a | n/a | n/a | n/a | n/a | n/a | n/a | n/a | n/a | n/a | n/a | n/a | n/a | n/a | n/a | n/a | n/a | n/a | n/a | n/a | n/a | n/a | n/a | n/a | n/a | n/a | n/a | n/a | n/a | n/a | n/a | n/a | n/a | n/a | n/a | n/a | n/a | n/a | n/a | n/a | n/a | n/a | n/a | n/a | n/a | n/a | n/a | n/a | n/a | n/a | n/a | n/a | n/a | n/a | n/a | n/a | n/a | n/a
FDI-0752 | LT1-31113-1571 |  | Installation of FDI LT1-31113-1571. ICC Add/Modify Blocks. |  | Rev 0 | 2013-06-25 | n/a | n/a | n/a | n/a | n/a | n/a | n/a | n/a | n/a | n/a | n/a | n/a | n/a | n/a | n/a | n/a | n/a | n/a | n/a | n/a | n/a | n/a | n/a | n/a | n/a | n/a | n/a | n/a | n/a | n/a | n/a | n/a | n/a | n/a | n/a | n/a | n/a | n/a | n/a | n/a | n/a | X | n/a | n/a | n/a | n/a | n/a | n/a | n/a | n/a | n/a | n/a | n/a | n/a | n/a | n/a | n/a | n/a | n/a | n/a | n/a | n/a | n/a | n/a | n/a | n/a | n/a | n/a | n/a | n/a | n/a | n/a | n/a | n/a | n/a | n/a | n/a | n/a | n/a | n/a | n/a | n/a | n/a
FDI-0753 | LT1-31113-1551 |  | Installation of FDI LT1-31113-1551 Add/Modify Historian Database points, Update Group Points file. Historian cleanup. |  | Rev 0 | 2013-07-25 | X | X | X | X | X | X | X | X | X | X | X | X | X | X | X | X | X | X | X | X | X | X | X | X | X | X | X | X | X | X | X | n/a | X | X | X | X | X | X | X | X | X | X | X | X | X | X | X | X | X | X | X | X | X | X | X | X | X | X | n/a | n/a | n/a | n/a | n/a | n/a | n/a | n/a | n/a | n/a | n/a | n/a | n/a | n/a | n/a | n/a | X | X | X | n/a | n/a | n/a | n/a | n/a | n/a
FDI-0754 |  |  | OPEN |  | Rev 0 |  | n/a | n/a | n/a | n/a | n/a | n/a | n/a | n/a | n/a | n/a | n/a | n/a | n/a | n/a | n/a | n/a | n/a | n/a | n/a | n/a | n/a | n/a | n/a | n/a | n/a | n/a | n/a | n/a | n/a | n/a | n/a | n/a | n/a | n/a | n/a | n/a | n/a | n/a | n/a | n/a | n/a | n/a | n/a | n/a | n/a | n/a | n/a | n/a | n/a | n/a | n/a | n/a | n/a | n/a | n/a | n/a | n/a | n/a | n/a | n/a | n/a | n/a | n/a | n/a | n/a | n/a | n/a | n/a | n/a | n/a | n/a | n/a | n/a | n/a | n/a | n/a | n/a | n/a | n/a | n/a | n/a | n/a | n/a
FDI-0755 | LT1-31113-1548 |  | Installation of FDI LT1-31113-1548. ICC Add/Modify Blocks. |  | Rev 0 | 2013-06-27 | n/a | n/a | n/a | n/a | n/a | n/a | n/a | n/a | n/a | n/a | n/a | n/a | n/a | n/a | n/a | n/a | n/a | n/a | n/a | n/a | n/a | n/a | n/a | n/a | n/a | n/a | n/a | n/a | n/a | n/a | n/a | n/a | n/a | n/a | n/a | n/a | n/a | n/a | n/a | n/a | n/a | X | n/a | n/a | n/a | n/a | n/a | n/a | n/a | n/a | n/a | n/a | n/a | n/a | n/a | n/a | n/a | n/a | n/a | n/a | n/a | n/a | n/a | n/a | n/a | n/a | n/a | n/a | n/a | n/a | n/a | n/a | n/a | n/a | n/a | n/a | n/a | n/a | n/a | n/a | n/a | n/a | n/a
FDI-0756 | LT1-31113-1576 |  | Installation of FDI LT1-31113-1576. Graphic Modifications |  | Rev 0 | 2013-06-28 | X | X | X | X | X | X | X | X | X | X | X | X | X | X | X | X | X | X | X | X | X | X | X | X | X | X | X | X | X | X | X | X | X | X | X | X | X | X | X | X | X | X | X | n/a | n/a | n/a | n/a | n/a | n/a | n/a | n/a | n/a | n/a | n/a | n/a | X | X | X | n/a | n/a | n/a | n/a | n/a | n/a | n/a | n/a | n/a | n/a | n/a | n/a | n/a | n/a | n/a | n/a | X | X | X | n/a | n/a | n/a | n/a | n/a | n/a
FDI-0757 | LT1-31113-1581 |  | Installation of FDI LT1-31113-1581. Graphic Modifications |  | Rev 0 | 2013-06-04 | X | X | X | X | X | X | X | X | X | X | X | X | X | X | X | X | X | X | X | X | X | X | X | X | X | X | X | X | X | X | X | X | X | X | X | X | X | X | X | X | X | X | X | n/a | n/a | n/a | n/a | n/a | n/a | n/a | n/a | n/a | n/a | n/a | n/a | X | X | X | n/a | n/a | n/a | n/a | n/a | n/a | n/a | n/a | n/a | n/a | n/a | n/a | n/a | n/a | n/a | n/a | X | X | X | n/a | n/a | n/a | n/a | n/a | n/a
FDI-0758 | LT1-31113-1556 |  | Installation of FDI LT1-31113-1556. ICC Add/Modify Blocks. |  | Rev 0 | 2013-06-27 | n/a | n/a | n/a | n/a | n/a | n/a | n/a | n/a | n/a | n/a | n/a | n/a | n/a | n/a | n/a | n/a | n/a | n/a | n/a | n/a | n/a | n/a | n/a | n/a | n/a | n/a | n/a | n/a | n/a | n/a | n/a | n/a | n/a | n/a | n/a | n/a | n/a | n/a | n/a | n/a | n/a | n/a | n/a | n/a | n/a | n/a | n/a | n/a | n/a | n/a | n/a | n/a | n/a | n/a | n/a | n/a | n/a | n/a | n/a | n/a | n/a | n/a | n/a | n/a | n/a | n/a | n/a | n/a | n/a | n/a | n/a | n/a | n/a | n/a | n/a | n/a | n/a | n/a | n/a | n/a | n/a | n/a | n/a
FDI-0759 | LT1-31113-1554 |  | Installation of FDI LT1-31113-1554. Graphic Modifications |  | Rev 0 | 2013-06-28 | X | X | X | X | X | X | X | X | X | X | X | X | X | X | X | X | X | X | X | X | X | X | X | X | X | X | X | X | X | X | X | X | X | X | X | X | X | X | X | X | X | X | X | n/a | n/a | n/a | n/a | n/a | n/a | n/a | n/a | n/a | n/a | n/a | n/a | X | X | X | n/a | n/a | n/a | n/a | n/a | n/a | n/a | n/a | n/a | n/a | n/a | n/a | n/a | n/a | n/a | n/a | X | X | X | n/a | n/a | n/a | n/a | n/a | n/a
FDI-0760 | LT1-31113-1588 |  | Installation of FDI LT1-31113-1588. Message Manager software update QF1106399, Primary Alarm Destignations and Backups modifications. |  | Rev 0 | 2014-08-01 | X | X | X | X | X | X | X | X | X | n/a | n/a | n/a | n/a | n/a | n/a | n/a | n/a | n/a | n/a | n/a | n/a | n/a | n/a | n/a | n/a | n/a | n/a | n/a | n/a | n/a | n/a | n/a | n/a | n/a | n/a | n/a | n/a | n/a | n/a | n/a | n/a | n/a | n/a | n/a | n/a | n/a | n/a | n/a | n/a | n/a | n/a | n/a | n/a | n/a | n/a | X | X | X | n/a | n/a | n/a | n/a | n/a | n/a | X | X | n/a | n/a | n/a | n/a | n/a | n/a | n/a | n/a | n/a | n/a | n/a | n/a | n/a | n/a | n/a | n/a | n/a
FDI-0761 | LT1-31113-1568 |  | Installation of FDI LT1-31113-1568. ICC Add/Modify Blocks. |  | Rev 0 | 2013-07-01 | n/a | n/a | n/a | n/a | n/a | n/a | n/a | n/a | n/a | n/a | n/a | n/a | n/a | n/a | n/a | n/a | n/a | n/a | n/a | n/a | n/a | n/a | n/a | n/a | n/a | n/a | n/a | n/a | n/a | n/a | n/a | n/a | n/a | n/a | n/a | n/a | n/a | n/a | n/a | X | n/a | n/a | n/a | n/a | n/a | n/a | n/a | n/a | n/a | n/a | n/a | n/a | n/a | n/a | n/a | n/a | n/a | n/a | n/a | n/a | n/a | n/a | n/a | n/a | n/a | n/a | n/a | n/a | n/a | n/a | n/a | n/a | n/a | n/a | n/a | n/a | n/a | n/a | n/a | n/a | n/a | n/a | n/a
FDI-0762 | LT1-31113-1579 |  | Installation of FDI LT1-31113-1579. Graphic Modifications |  | Rev 0 | 2013-07-03 | X | X | X | X | X | X | X | X | X | X | X | X | X | X | X | X | X | X | X | X | X | X | X | X | X | X | X | X | X | X | X | X | X | X | X | X | X | X | X | X | X | X | X | n/a | n/a | n/a | n/a | n/a | n/a | n/a | n/a | n/a | n/a | n/a | n/a | X | X | X | n/a | n/a | n/a | n/a | n/a | n/a | n/a | n/a | n/a | n/a | n/a | n/a | n/a | n/a | n/a | n/a | X | X | X | n/a | n/a | n/a | n/a | n/a | n/a
FDI-0763 | LT1-31113-1078 |  | Installation of FDI LT1-31113-1078. ICC Add/Modify Blocks, Add/Modify Graphics, Add/Modify Historian Database points., Update Group Points file, Update Temp Alarms, SPDS update, Steam Calc update. |  | Rev 2 | 12/05/2013, 12/6/2013, 1/10/2014, 1/27/2014 | X | X | X | X | X | X | X | X | X | X | X | X | X | X | X | X | X | X | X | X | X | X | X | X | X | X | X | X | X | X | X | n/a | X | X | X | X | X | X | X | X | X | X | X | n/a | n/a | X | n/a | n/a | X | n/a | n/a | X | X | n/a | n/a | X | X | X | n/a | n/a | n/a | n/a | n/a | n/a | n/a | n/a | n/a | X | X | X | n/a | n/a | n/a | n/a | X | X | X | n/a | n/a | n/a | n/a | n/a | n/a
FDI-0764 | LT1-31113-1522 |  | Installation of FDI LT1-31113-1522. ICC Add/Modify Blocks, Add/Modify Graphics, Add/Modify Historian Database points., Update Group Points file. |  | Rev 0 | 2013-08-17 | X | X | X | X | X | X | X | X | X | X | X | X | X | X | X | X | X | X | X | X | X | X | X | X | X | X | X | X | X | X | X | n/a | X | X | X | X | X | X | X | X | X | X | X | n/a | n/a | n/a | n/a | n/a | X | n/a | n/a | n/a | n/a | n/a | n/a | X | X | X | n/a | n/a | n/a | n/a | n/a | n/a | n/a | n/a | n/a | n/a | n/a | n/a | n/a | n/a | n/a | n/a | X | X | X | n/a | n/a | n/a | n/a | n/a | n/a
FDI-0765 | LT1-31113-1584 |  | Installation of FDI LT1-31113-1584. ICC Add/Modify Blocks. Graphic Modifications, SACO FDSI XML file update. |  | Rev 3 | 2013-11-15 | X | X | X | X | X | X | X | X | X | X | X | X | X | X | X | X | X | X | X | X | X | X | X | X | X | X | X | X | X | X | X | n/a | X | X | X | X | X | X | X | X | X | X | X | n/a | n/a | n/a | n/a | n/a | n/a | n/a | n/a | n/a | n/a | n/a | n/a | X | X | X | n/a | n/a | n/a | n/a | n/a | n/a | n/a | n/a | n/a | n/a | n/a | n/a | n/a | n/a | n/a | n/a | X | X | X | n/a | n/a | n/a | n/a | n/a | n/a
FDI-0766 | LT1-31113-1580 |  | Installation of FDI LT1-31113-1580 ICC Add/Modify Blocks, Add/Modify Historian Database points., Update Group Points file. |  | Rev 3 | 9/18/2013, 10/22/2013, 11/23/2013 | X | X | X | X | X | X | X | X | X | X | X | X | X | X | X | X | X | X | X | X | X | X | X | X | X | X | X | X | X | X | X | n/a | X | X | X | X | X | X | X | X | X | X | X | n/a | n/a | n/a | n/a | n/a | X | n/a | n/a | n/a | n/a | n/a | n/a | X | X | X | n/a | n/a | n/a | n/a | n/a | n/a | n/a | n/a | n/a | n/a | n/a | n/a | n/a | n/a | n/a | n/a | X | X | X | n/a | n/a | n/a | n/a | n/a | n/a
FDI-0767 | LT1-31113-1583 |  | Installation of FDI LT1-31113-1583. ICC Add/Modify Blocks. |  | Rev 0 | 2013-07-04 | n/a | n/a | n/a | n/a | n/a | n/a | n/a | n/a | n/a | n/a | n/a | n/a | n/a | n/a | n/a | n/a | n/a | n/a | n/a | n/a | n/a | n/a | n/a | n/a | n/a | n/a | n/a | n/a | n/a | n/a | n/a | n/a | n/a | n/a | n/a | n/a | n/a | n/a | X | n/a | n/a | n/a | n/a | n/a | n/a | n/a | n/a | n/a | n/a | n/a | n/a | n/a | n/a | n/a | n/a | n/a | n/a | n/a | n/a | n/a | n/a | n/a | n/a | n/a | n/a | n/a | n/a | n/a | n/a | n/a | n/a | n/a | n/a | n/a | n/a | n/a | n/a | n/a | n/a | n/a | n/a | n/a | n/a
FDI-0768 | LT1-31113-1570 |  | Installation of FDI LT1-31113-1570 SYS DEF changes to 1AW13A…M to add 1AW033 & 1AW034 as Sys Mon Notification WPs for AAS_Scripts |  | Rev 2 | 2013-08-13 | n/a | n/a | n/a | n/a | n/a | n/a | n/a | n/a | n/a | n/a | n/a | n/a | n/a | n/a | n/a | n/a | n/a | n/a | n/a | n/a | n/a | n/a | n/a | n/a | n/a | n/a | n/a | n/a | n/a | n/a | n/a | n/a | n/a | n/a | n/a | n/a | n/a | X | X | n/a | n/a | n/a | n/a | X | X | n/a | n/a | X | X | X | X | X | X | X | X | n/a | X | X | n/a | n/a | n/a | n/a | n/a | n/a | X | X | n/a | n/a | n/a | n/a | n/a | n/a | n/a | n/a | n/a | n/a | n/a | n/a | n/a | n/a | n/a | n/a | n/a
FDI-0769 | LT1-31113-1608 |  | Installation of FDI LT1-31113-1608. Graphic Modifications |  | Rev 1 | 2013-07-24 | X | X | X | X | X | X | X | X | X | X | X | X | X | X | X | X | X | X | X | X | X | X | X | X | X | X | X | X | X | X | X | X | X | X | X | X | X | X | X | X | X | X | X | n/a | n/a | n/a | n/a | n/a | n/a | n/a | n/a | n/a | n/a | n/a | n/a | X | X | X | n/a | n/a | n/a | n/a | n/a | n/a | n/a | n/a | n/a | n/a | n/a | n/a | n/a | n/a | n/a | n/a | X | X | X | n/a | n/a | n/a | n/a | n/a | n/a
FDI-0770 | LT1-31113-1595 |  | Installation of FDI LT1-31113-1595. ICC Add/Modify Blocks. |  | Rev 0 | 2013-08-09 | n/a | n/a | n/a | n/a | n/a | n/a | n/a | n/a | n/a | n/a | n/a | n/a | n/a | n/a | n/a | n/a | n/a | n/a | n/a | n/a | n/a | n/a | n/a | n/a | n/a | n/a | n/a | n/a | n/a | n/a | n/a | n/a | n/a | n/a | n/a | n/a | n/a | n/a | n/a | X | n/a | n/a | n/a | n/a | n/a | n/a | n/a | n/a | n/a | n/a | n/a | n/a | n/a | n/a | n/a | n/a | n/a | n/a | n/a | n/a | n/a | n/a | n/a | n/a | n/a | n/a | n/a | n/a | n/a | n/a | n/a | n/a | n/a | n/a | n/a | n/a | n/a | n/a | n/a | n/a | n/a | n/a | n/a
FDI-0771 | LT1-31113-1609 |  | Installation of FDI LT1-31113-1609 ICC Add/Modify Blocks, Add/Modify Historian Database points., Update Group Points file. |  | Rev 0 | 2013-07-24 | X | X | X | X | X | X | X | X | X | X | X | X | X | X | X | X | X | X | X | X | X | X | X | X | X | X | X | X | X | X | X | n/a | X | X | X | X | X | X | X | X | X | X | X | n/a | n/a | n/a | n/a | X | n/a | n/a | n/a | n/a | n/a | n/a | n/a | X | X | X | n/a | n/a | n/a | n/a | n/a | n/a | n/a | n/a | n/a | n/a | n/a | n/a | n/a | n/a | n/a | n/a | X | X | X | n/a | n/a | n/a | n/a | n/a | n/a
FDI-0772 | LT1-31113-1604 |  | Installation of FDI LT1-31113-1604. ICC Add/Modify Blocks. |  | Rev 0 | 2013-07-23 | n/a | n/a | n/a | n/a | n/a | n/a | n/a | n/a | n/a | n/a | n/a | n/a | n/a | n/a | n/a | n/a | n/a | n/a | n/a | n/a | n/a | n/a | n/a | n/a | n/a | n/a | n/a | n/a | n/a | n/a | n/a | n/a | n/a | n/a | n/a | n/a | n/a | n/a | n/a | X | n/a | n/a | n/a | n/a | n/a | n/a | n/a | n/a | n/a | n/a | n/a | n/a | n/a | n/a | n/a | n/a | n/a | n/a | n/a | n/a | n/a | n/a | n/a | n/a | n/a | n/a | n/a | n/a | n/a | n/a | n/a | n/a | n/a | n/a | n/a | n/a | n/a | n/a | n/a | n/a | n/a | n/a | n/a
FDI-0773 | LT1-31113-1626 |  | Installation of FDI LT1-31113-1626. Graphic Modifications |  | Rev 0 | 2013-08-13 | X | X | X | X | X | X | X | X | X | X | X | X | X | X | X | X | X | X | X | X | X | X | X | X | X | X | X | X | X | X | X | n/a | X | X | X | X | X | X | X | X | X | X | X | n/a | n/a | n/a | n/a | n/a | n/a | n/a | n/a | n/a | n/a | n/a | n/a | X | X | X | n/a | n/a | n/a | n/a | n/a | n/a | n/a | n/a | n/a | n/a | n/a | n/a | n/a | n/a | n/a | n/a | X | X | X | n/a | n/a | n/a | n/a | n/a | n/a
FDI-0774 | LT1-31113-1615 |  | Installation of FDI LT1-31113-1615. SOE Data Presentation Test. TRAS Patch 2.1.764 | Was 2.1.760 | Rev 1 | 2013-10-26 | X | X | X | X | X | X | X | X | X | X | X | X | X | X | X | X | X | X | X | X | X | X | X | X | X | X | X | X | X | X | X | n/a | X | X | X | X | X | X | X | X | X | X | X | n/a | n/a | n/a | n/a | n/a | n/a | n/a | n/a | n/a | n/a | n/a | n/a | X | X | X | n/a | n/a | n/a | n/a | n/a | n/a | n/a | n/a | n/a | n/a | n/a | n/a | n/a | n/a | n/a | n/a | X | X | X | n/a | n/a | n/a | n/a | n/a | n/a
FDI-0775 | LT1-31113-1603 |  | Installation of FDI LT1-31113-1603 ICC Add/Modify Blocks, Add/Modify Historian Database points., Update Group Points file. |  | Rev 0 | 2013-07-27 | X | X | X | X | X | X | X | X | X | X | X | X | X | X | X | X | X | X | X | X | X | X | X | X | X | X | X | X | X | X | X | n/a | X | X | X | X | X | X | X | X | X | X | X | n/a | n/a | n/a | n/a | n/a | X | X | n/a | n/a | n/a | X | n/a | X | X | X | n/a | n/a | n/a | n/a | n/a | n/a | n/a | n/a | n/a | n/a | n/a | n/a | n/a | n/a | n/a | n/a | X | X | X | n/a | n/a | n/a | n/a | n/a | n/a
FDI-0776 | LT1-31113-1585 |  | Installation of FDI LT1-31113-1585 Add/Modify Historian Database points., Update Group Points file. |  | Rev 0 | 2013-11-20 | X | X | X | X | X | X | X | X | X | X | X | X | X | X | X | X | X | X | X | X | X | X | X | X | X | X | X | X | X | X | X | n/a | X | X | X | X | X | X | X | X | X | X | X | n/a | n/a | n/a | X | n/a | n/a | n/a | n/a | n/a | n/a | X | n/a | X | X | X | n/a | n/a | n/a | n/a | n/a | n/a | n/a | n/a | n/a | n/a | n/a | n/a | n/a | n/a | n/a | n/a | X | X | X | n/a | n/a | n/a | n/a | n/a | n/a
FDI-0777 | LT1-31113-1624 |  | Installation of FDI LT1-31113-1624. ICC Add/Modify Blocks. |  | Rev 0 | 2013-08-08 | n/a | n/a | n/a | n/a | n/a | n/a | n/a | n/a | n/a | n/a | n/a | n/a | n/a | n/a | n/a | n/a | n/a | n/a | n/a | n/a | n/a | n/a | n/a | n/a | n/a | n/a | n/a | n/a | n/a | n/a | n/a | n/a | n/a | n/a | n/a | n/a | n/a | n/a | n/a | X | n/a | n/a | n/a | n/a | n/a | n/a | n/a | n/a | n/a | n/a | n/a | n/a | n/a | n/a | n/a | n/a | n/a | n/a | n/a | n/a | n/a | n/a | n/a | n/a | n/a | n/a | n/a | n/a | n/a | n/a | n/a | n/a | n/a | n/a | n/a | n/a | n/a | n/a | n/a | n/a | n/a | n/a | n/a
FDI-0778 | LT1-31113-1605 |  | Installation of FDI LT1-31113-1605. ICC Add/Modify Blocks. Graphic Modifications |  | Rev 0 | 2013-08-24 | X | X | X | X | X | X | X | X | X | X | X | X | X | X | X | X | X | X | X | X | X | X | X | X | X | X | X | X | X | X | X | n/a | X | X | X | X | X | X | X | X | X | X | X | n/a | n/a | n/a | n/a | n/a | n/a | n/a | n/a | n/a | n/a | n/a | n/a | X | X | X | n/a | n/a | n/a | n/a | n/a | n/a | n/a | n/a | n/a | n/a | n/a | n/a | n/a | n/a | n/a | n/a | X | X | X | n/a | n/a | n/a | n/a | n/a | n/a
FDI-0779 | LT1-31113-1616 |  | Installation of FDI LT1-31113-1616 ICC Add/Modify Blocks, Add/Modify Historian Database points., Update Group Points file. |  | Rev 0 | 2013-08-19 | X | X | X | X | X | X | X | X | X | X | X | X | X | X | X | X | X | X | X | X | X | X | X | X | X | X | X | X | X | X | X | n/a | X | X | X | X | X | X | X | X | X | X | X | n/a | n/a | n/a | n/a | X | n/a | n/a | n/a | n/a | n/a | n/a | n/a | X | X | X | n/a | n/a | n/a | n/a | n/a | n/a | n/a | n/a | n/a | n/a | n/a | n/a | n/a | n/a | n/a | n/a | X | X | X | n/a | n/a | n/a | n/a | n/a | n/a
FDI-0780 | LT1-31113-1525 |  | Installation of FDI LT1-31113-1525 ICC Add/Modify Blocks, Add/Modify Historian Database points., Update Group Points file. |  | Rev 0 | 2013-08-10 | X | X | X | X | X | X | X | X | X | X | X | X | X | X | X | X | X | X | X | X | X | X | X | X | X | X | X | X | X | X | X | n/a | X | X | X | X | X | X | X | X | X | X | X | n/a | X | X | X | n/a | n/a | n/a | n/a | n/a | n/a | X | n/a | X | X | X | n/a | n/a | n/a | n/a | n/a | n/a | n/a | n/a | n/a | n/a | n/a | n/a | n/a | n/a | n/a | n/a | X | X | X | n/a | n/a | n/a | n/a | n/a | n/a
FDI-0781 | LT1-31113-1630 |  | Installation of FDI LT1-31113-1630 SPDS ICC Add/Modify Blocks, Graphic Modifications. |  | Rev 0 | 2013-08-23 | X | X | X | X | X | X | X | X | X | X | X | X | X | X | X | X | X | X | X | X | X | X | X | X | X | X | X | X | X | X | X | n/a | X | X | X | X | X | X | X | X | X | X | X | n/a | n/a | n/a | n/a | n/a | n/a | n/a | n/a | n/a | n/a | n/a | n/a | X | X | X | n/a | n/a | n/a | n/a | n/a | n/a | n/a | n/a | n/a | n/a | n/a | n/a | n/a | n/a | n/a | n/a | X | X | X | n/a | n/a | n/a | n/a | n/a | n/a
FDI-0782 | LT1-31113-1631 |  | Installation of FDI LT1-31113-1631. Graphic Modifications |  | Rev 0 | 2013-08-13 | X | X | X | X | X | X | X | X | X | X | X | X | X | X | X | X | X | X | X | X | X | X | X | X | X | X | X | X | X | X | X | n/a | X | X | X | X | X | X | X | X | X | X | X | n/a | n/a | n/a | n/a | n/a | n/a | n/a | n/a | n/a | n/a | n/a | n/a | X | X | X | n/a | n/a | n/a | n/a | n/a | n/a | n/a | n/a | n/a | n/a | n/a | n/a | n/a | n/a | n/a | n/a | X | X | X | n/a | n/a | n/a | n/a | n/a | n/a
FDI-0783 |  |  |  |  | Rev 1 | 2013-09-12 | X | X | X | X | X | X | X | X | X | X | X | X | X | X | X | X | X | X | X | X | X | X | X | X | X | X | X | X | X | X | X | n/a | X | X | X | X | X | X | X | X | X | X |  | n/a | n/a | n/a | n/a | n/a | n/a | n/a | n/a | X | n/a | n/a | n/a | X | X | X | n/a | n/a | n/a | n/a | n/a | n/a | n/a | n/a | n/a | n/a | n/a | n/a | n/a | X | n/a | n/a | X | X | X | n/a | n/a | n/a | n/a | n/a | n/a
FDI-0784 | LT1-31113-1593 |  | Installation of FDI LT1-31113-1593 ICC Add/Modify Blocks, Add/Modify Historian Database points., Update Group Points file. |  | Rev 1 | 2013-09-04 | X | X | X | X | X | X | X | X | X | X | X | X | X | X | X | X | X | X | X | X | X | X | X | X | X | X | X | X | X | X | X | n/a | X | X | X | X | X | X | X | X | X | X |  | n/a | n/a | n/a | n/a | n/a | n/a | n/a | n/a | X | n/a | n/a | n/a | X | X | X | n/a | n/a | n/a | n/a | n/a | n/a | n/a | n/a | n/a | n/a | n/a | n/a | n/a | n/a | n/a | n/a | X | X | X | n/a | n/a | n/a | n/a | n/a | n/a
FDI-0785 | LT1-31113-1628 |  | Installation of FDI LT1-31113-1628. ICC Add/Modify Blocks. |  | Rev 1 | 2013-09-10 | n/a | n/a | n/a | n/a | n/a | n/a | n/a | n/a | n/a | n/a | n/a | n/a | n/a | n/a | n/a | n/a | n/a | n/a | n/a | n/a | n/a | n/a | n/a | n/a | n/a | n/a | n/a | n/a | n/a | n/a | n/a | n/a | n/a | n/a | n/a | n/a | n/a | n/a | X | n/a | n/a | n/a | n/a | n/a | n/a | n/a | n/a | n/a | n/a | n/a | n/a | n/a | n/a | n/a | n/a | n/a | n/a | n/a | n/a | n/a | n/a | n/a | n/a | n/a | n/a | n/a | n/a | n/a | n/a | n/a | n/a | n/a | n/a | n/a | n/a | n/a | n/a | n/a | n/a | n/a | n/a | n/a | n/a
FDI-0786 | LT1-31113-1619 |  | Installation of FDI LT1-31113-1619. ICC Add/Modify Blocks, Add/Modify Graphics, Update MM, . |  | Rev 0 | 2013-10-14 | X | X | X | X | X | X | X | X | X | X | X | X | X | X | X | X | X | X | X | X | X | X | X | X | X | X | X | X | X | X | X | n/a | X | X | X | X | X | X | X | X | X | X | X | n/a | n/a | n/a | n/a | n/a | n/a | n/a | n/a | n/a | n/a | n/a | n/a | X | X | X | n/a | n/a | n/a | n/a | n/a | n/a | X | X | n/a | n/a | n/a | n/a | n/a | n/a | n/a | n/a | X | X | X | n/a | n/a | n/a | n/a | n/a | n/a
FDI-0787 | LT1-31113-1629 |  | Installation of FDI LT1-31113-1629. Graphic Modifications |  | Rev 0 | 2013-08-22 | X | X | X | X | X | X | X | X | X | X | X | X | X | X | X | X | X | X | X | X | X | X | X | X | X | X | X | X | X | X | X | n/a | X | X | X | X | X | X | X | X | X | X | X | n/a | n/a | n/a | n/a | n/a | n/a | n/a | n/a | n/a | n/a | n/a | n/a | X | X | X | n/a | n/a | n/a | n/a | n/a | n/a | n/a | n/a | n/a | n/a | n/a | n/a | n/a | n/a | n/a | n/a | X | X | X | n/a | n/a | n/a | n/a | n/a | n/a
FDI-0788 | LT1-31113-1599 |  | Installation of FDI LT1-31113-1599. Graphic Modifications |  | Rev 0 | 2013-09-04 | X | X | X | X | X | X | X | X | X | X | X | X | X | X | X | X | X | X | X | X | X | X | X | X | X | X | X | X | X | X | X | n/a | X | X | X | X | X | X | X | X | X | X | X | n/a | n/a | n/a | n/a | n/a | n/a | n/a | n/a | n/a | n/a | n/a | n/a | X | X | X | n/a | n/a | n/a | n/a | n/a | n/a | n/a | n/a | n/a | n/a | n/a | n/a | n/a | n/a | n/a | n/a | X | X | X | n/a | n/a | n/a | n/a | n/a | n/a
FDI-0789 | LT1-31113-1623 |  | Installation of FDI LT1-31113-1623 ICC Add/Modify Blocks, Graphic Modifications, Add/Modify Historian Database points., Update Group Points file. |  | Rev 2 | 9/2/2013, 9/14/2013 | X | X | X | X | X | X | X | X | X | X | X | X | X | X | X | X | X | X | X | X | X | X | X | X | X | X | X | X | X | X | X | n/a | X | X | X | X | X | X | X | X | X | X | X | n/a | n/a | n/a | n/a | X | n/a | n/a | n/a | n/a | n/a | n/a | n/a | X | X | X | n/a | n/a | n/a | n/a | n/a | n/a | n/a | n/a | n/a | n/a | n/a | n/a | n/a | n/a | n/a | n/a | X | X | X | n/a | n/a | n/a | n/a | n/a | n/a
FDI-0790 | LT1-31113-1625 |  | Installation of FDI LT1-31113-1625 ICC Add/Modify Blocks, Add/Modify Historian Database points., Update Group Points file. |  | Rev 0 | 2013-09-16 | X | X | X | X | X | X | X | X | X | X | X | X | X | X | X | X | X | X | X | X | X | X | X | X | X | X | X | X | X | X | X | n/a | X | X | X | X | X | X | X | X | X | X | X | n/a | n/a | n/a | n/a | n/a | X | n/a | n/a | n/a | n/a | n/a | n/a | X | X | X | n/a | n/a | n/a | n/a | n/a | n/a | n/a | n/a | n/a | n/a | n/a | n/a | n/a | n/a | n/a | n/a | X | X | X | n/a | n/a | n/a | n/a | n/a | n/a
FDI-0791 | LT1-31113-1634 |  | Installation of FDI LT1-31113-1634 ICC Add/Modify Blocks, Add/Modify Historian Database points., Update Group Points file. |  | Rev 0 | 2013-09-14 | X | X | X | X | X | X | X | X | X | X | X | X | X | X | X | X | X | X | X | X | X | X | X | X | X | X | X | X | X | X | X | n/a | X | X | X | X | X | X | X | X | X | X | X | n/a | n/a | n/a | n/a | X | n/a | n/a | n/a | n/a | n/a | n/a | n/a | X | X | X | n/a | n/a | n/a | n/a | n/a | n/a | n/a | n/a | n/a | n/a | n/a | n/a | n/a | n/a | n/a | n/a | X | X | X | n/a | n/a | n/a | n/a | n/a | n/a
FDI-0792 | LT1-31113-1639 |  | Installation of FDI LT1-31113-1639. ICC Add/Modify Blocks. RRPSE/RAPI update |  | Rev 0 | 2014-07-15 | n/a | n/a | n/a | n/a | n/a | n/a | n/a | n/a | n/a | n/a | n/a | n/a | n/a | n/a | n/a | n/a | n/a | n/a | n/a | n/a | n/a | n/a | n/a | n/a | n/a | n/a | n/a | n/a | n/a | n/a | n/a | n/a | X | X | n/a | n/a | n/a | X | X | X | X | X | X | n/a | n/a | n/a | n/a | n/a | n/a | n/a | n/a | n/a | n/a | n/a | n/a | X | X | X | n/a | n/a | n/a | n/a | n/a | n/a | n/a | n/a | n/a | n/a | n/a | n/a | n/a | n/a | n/a | n/a | n/a | n/a | n/a | n/a | n/a | n/a | n/a | n/a | n/a
FDI-0793 | LT1-31113-1627 |  | Installation of FDI LT1-31113-1627 ICC Add/Modify Blocks, Add/Modify Graphics, Add/Modify Historian Database points, Update Group Points file, Update MM, Modify Block Status Report, Add/Modify Temp Alarms. |  | Rev 0 | 2013-10-02 | X | X | X | X | X | X | X | X | X | X | X | X | X | X | X | X | X | X | X | X | X | X | X | X | X | X | X | X | X | X | X | n/a | X | X | X | X | X | X | X | X | X | X | X | n/a | n/a | n/a | n/a | X | X | n/a | n/a | n/a | n/a | X | n/a | X | X | X | n/a | n/a | n/a | n/a | n/a | n/a | X | X | n/a | X | n/a | n/a | n/a | X | n/a | n/a | X | X | X | n/a | n/a | n/a | n/a | n/a | n/a
FDI-0794 | LT1-31113-1600 |  | Installation of FDI LT1-31113-1600 ICC Add/Modify Blocks, Add/Modify Historian Database points, Update Group Points file, Modify Block Status Report, MVD XML files, TDR point modifications. |  | Rev 1 | 9/13/2013, 1/9/2014 | X | X | X | X | X | X | X | X | X | X | X | X | X | X | X | X | X | X | X | X | X | X | X | X | X | X | X | X | X | X | X | n/a | X | X | X | X | X | X | X | X | X | X | X | n/a | X | X | n/a | n/a | n/a | n/a | n/a | n/a | n/a | n/a | n/a | X | X | X | n/a | n/a | n/a | n/a | X | n/a | n/a | n/a | n/a | n/a | n/a | n/a | n/a | X | n/a | n/a | X | X | X | n/a | n/a | n/a | n/a | n/a | n/a
FDI-0795 | LT1-31113-1602 |  | Installation of FDI LT1-31113-1602. Graphic Modifications |  | Rev 0 | 2013-09-13 | X | X | X | X | X | X | X | X | X | X | X | X | X | X | X | X | X | X | X | X | X | X | X | X | X | X | X | X | X | X | X | n/a | X | X | X | X | X | X | X | X | X | X | X | n/a | n/a | n/a | n/a | n/a | n/a | n/a | n/a | n/a | n/a | n/a | n/a | X | X | X | n/a | n/a | n/a | n/a | n/a | n/a | n/a | n/a | n/a | n/a | n/a | n/a | n/a | n/a | n/a | n/a | X | X | X | n/a | n/a | n/a | n/a | n/a | n/a
FDI-0796 | LT1-31113-1607 |  | Installation of FDI LT1-31113-1607. MM Modify. |  | Rev 1 | 2013-10-14 | n/a | n/a | n/a | n/a | n/a | n/a | n/a | n/a | n/a | n/a | n/a | n/a | n/a | n/a | n/a | n/a | n/a | n/a | n/a | n/a | n/a | n/a | n/a | n/a | n/a | n/a | n/a | n/a | n/a | n/a | n/a | n/a | n/a | n/a | n/a | n/a | n/a | n/a | n/a | n/a | n/a | n/a | n/a | n/a | n/a | n/a | n/a | n/a | n/a | n/a | n/a | n/a | n/a | n/a | n/a | n/a | n/a | n/a | n/a | n/a | n/a | n/a | n/a | n/a | X | X | n/a | n/a | n/a | n/a | n/a | n/a | n/a | n/a | n/a | n/a | n/a | n/a | n/a | n/a | n/a | n/a | n/a
FDI-0797 | LT1-31113-1598 |  | Installation of FDI LT1-31113-1598. ICC Add/Modify Blocks. Graphic Modifications |  | Rev 0 | 2013-10-02 | X | X | X | X | X | X | X | X | X | X | X | X | X | X | X | X | X | X | X | X | X | X | X | X | X | X | X | X | X | X | X | n/a | X | X | X | X | X | X | X | X | X | X | X | n/a | n/a | n/a | n/a | n/a | n/a | n/a | n/a | n/a | n/a | n/a | n/a | X | X | X | n/a | n/a | n/a | n/a | X | n/a | n/a | n/a | n/a | n/a | n/a | n/a | n/a | n/a | n/a | n/a | X | X | X | n/a | n/a | n/a | n/a | n/a | n/a
FDI-0798 | LT1-31113-1642 |  | Installation of FDI LT1-31113-1642. ICC Add/Modify Blocks, Add/Modify Historian Database points., Update Group Points file. Update MVD chassis.xmls |  | Rev 0 | 2013-10-04 | X | X | X | X | X | X | X | X | X | X | X | X | X | X | X | X | X | X | X | X | X | X | X | X | X | X | X | X | X | X | X | n/a | X | X | X | X | X | X | X | X | X | X | X | n/a | n/a | n/a | n/a | n/a | n/a | n/a | n/a | n/a | n/a | n/a | n/a | X | X | X | n/a | n/a | n/a | n/a | X | n/a | n/a | n/a | n/a | n/a | n/a | n/a | n/a | n/a | n/a | n/a | X | X | X | n/a | n/a | n/a | n/a | n/a | n/a
FDI-0799 | LT1-31113-1653 |  | Installation of FDI LT1-31113-1653. Graphic Modifications |  | Rev 0 | 2013-09-18 | X | X | X | X | X | X | X | X | X | X | X | X | X | X | X | X | X | X | X | X | X | X | X | X | X | X | X | X | X | X | X | n/a | X | X | X | X | X | X | X | X | X | X | X | n/a | n/a | n/a | n/a | n/a | n/a | n/a | n/a | n/a | n/a | n/a | n/a | X | X | X | n/a | n/a | n/a | n/a | n/a | n/a | n/a | n/a | n/a | n/a | n/a | n/a | n/a | n/a | n/a | n/a | X | X | X | n/a | n/a | n/a | n/a | n/a | n/a
FDI-0800 | LT1-31113-1652 |  | Installation of FDI LT1-31113-1652. ICC Add/Modify Blocks. |  | Rev 0 | 2013-09-23 | n/a | n/a | n/a | n/a | n/a | n/a | n/a | n/a | n/a | n/a | n/a | n/a | n/a | n/a | n/a | n/a | n/a | n/a | n/a | n/a | n/a | n/a | n/a | n/a | n/a | n/a | n/a | n/a | n/a | n/a | n/a | n/a | n/a | n/a | n/a | n/a | n/a | n/a | n/a | n/a | n/a | n/a | X | n/a | n/a | n/a | n/a | n/a | n/a | n/a | n/a | n/a | n/a | n/a | n/a | n/a | n/a | n/a | n/a | n/a | n/a | n/a | n/a | n/a | n/a | n/a | n/a | n/a | n/a | n/a | n/a | n/a | n/a | n/a | n/a | n/a | n/a | n/a | n/a | n/a | n/a | n/a | n/a
FDI-0801 | LT1-31113-1311 |  | Installation of FDI LT1-31113-1311. Update Reports. |  | Rev 0 | 2013-10-11 | n/a | n/a | n/a | n/a | n/a | n/a | n/a | n/a | n/a | n/a | n/a | n/a | n/a | n/a | n/a | n/a | n/a | n/a | n/a | n/a | n/a | n/a | n/a | n/a | n/a | n/a | n/a | n/a | n/a | n/a | n/a | n/a | n/a | n/a | n/a | n/a | n/a | n/a | n/a | n/a | n/a | n/a | n/a | n/a | n/a | n/a | n/a | n/a | n/a | n/a | n/a | n/a | n/a | n/a | n/a | n/a | n/a | n/a | n/a | n/a | n/a | n/a | n/a | n/a | n/a | n/a | n/a | n/a | n/a | n/a | X | n/a | n/a | n/a | n/a | n/a | n/a | n/a | n/a | n/a | n/a | n/a | n/a
FDI-0802 | LT1-31113-1641 |  | Installation of FDI LT1-31113-1641. Graphic Modifications |  | Rev 0 | 2013-10-14 | X | X | X | X | X | X | X | X | X | X | X | X | X | X | X | X | X | X | X | X | X | X | X | X | X | X | X | X | X | X | X | n/a | X | X | X | X | X | X | X | X | X | X | X | n/a | n/a | n/a | n/a | n/a | n/a | n/a | n/a | n/a | n/a | n/a | n/a | X | X | X | n/a | n/a | n/a | n/a | n/a | n/a | n/a | n/a | n/a | n/a | n/a | n/a | n/a | n/a | n/a | n/a |  | X | X | n/a | n/a | n/a | n/a | n/a | n/a
FDI-0803 | LT1-31113-1567 |  | Installation of FDI LT1-31113-1567 ICC Add/Modify Blocks, Add/Modify Historian Database points., Update Group Points file. |  | Rev 1 | 2014-05-06 | X | X | X | X | X | X | X | X | X | X | X | X | X | X | X | X | X | X | X | X | X | X | X | X | X | X | X | X | X | X | X | n/a | X | X | X | X | X | X | X | X | X | X | X | n/a | n/a | n/a | n/a | n/a | n/a | n/a | n/a | n/a | n/a | X | n/a | X | X | X | n/a | n/a | n/a | n/a | n/a | n/a | n/a | n/a | n/a | n/a | n/a | n/a | n/a | n/a | n/a | n/a | X | X | X | n/a | n/a | n/a | n/a | n/a | n/a
FDI-0804 | LT1-31113-1663 |  | Installation of FDI LT1-31113-1663 ICC changes, Graphic Modifications K11 Pumps |  | Rev 0 | 2013-11-04 | X | X | X | X | X | X | X | X | X | X | X | X | X | X | X | X | X | X | X | X | X | X | X | X | X | X | X | X | X | X | X | n/a | X | X | X | X | X | X | X | X | X | X | X | n/a | n/a | n/a | n/a | n/a | n/a | n/a | n/a | n/a | n/a | n/a | n/a | X | X | X | n/a | n/a | n/a | n/a | n/a | n/a | n/a | n/a | n/a | n/a | n/a | n/a | n/a | n/a | n/a | n/a | X | X | X | n/a | n/a | n/a | n/a | n/a | n/a
FDI-0805 | LT1-31113-1670 |  | Installation of FDI LT1-31113-1670. Graphic Modifications |  | Rev 0 | 2103-10-02 | X | X | X | X | X | X | X | X | X | X | X | X | X | X | X | X | X | X | X | X | X | X | X | X | X | X | X | X | X | X | X | n/a | X | X | X | X | X | X | X | X | X | X | X | n/a | n/a | n/a | n/a | n/a | n/a | n/a | n/a | n/a | n/a | n/a | n/a | X | X | X | n/a | n/a | n/a | n/a | n/a | n/a | n/a | n/a | n/a | n/a | n/a | n/a | n/a | n/a | n/a | n/a | X | X | X | n/a | n/a | n/a | n/a | n/a | n/a
FDI-0806 | LT1-31113-1676 |  | Installation of FDI LT1-31113-1676. Graphic Modifications |  | Rev 0 | 2013-10-14 | X | X | X | X | X | X | X | X | X | X | X | X | X | X | X | X | X | X | X | X | X | X | X | X | X | X | X | X | X | X | X | n/a | X | X | X | X | X | X | X | X | X | X | X | n/a | n/a | n/a | n/a | n/a | n/a | n/a | n/a | n/a | n/a | n/a | n/a | X | X | X | n/a | n/a | n/a | n/a | n/a | n/a | n/a | n/a | n/a | n/a | n/a | n/a | n/a | n/a | n/a | n/a | X | X | X | n/a | n/a | n/a | n/a | n/a | n/a
FDI-0807 | LT1-31113-1691 |  | Installation of FDI LT1-31113-1691. Installation of CTP Flow (Build 017) & Stem Calculations (Build 016). |  | Rev 1 | 2/25/2014, 4/7/2014 | n/a | n/a | n/a | n/a | n/a | n/a | n/a | n/a | n/a | n/a | n/a | n/a | n/a | n/a | n/a | n/a | n/a | n/a | n/a | n/a | n/a | n/a | n/a | n/a | n/a | n/a | n/a | n/a | n/a | n/a | n/a | n/a | n/a | n/a | n/a | n/a | n/a | n/a | n/a | n/a | n/a | n/a | n/a | n/a | n/a | n/a | n/a | n/a | n/a | n/a | n/a | n/a | n/a | n/a | n/a | n/a | n/a | n/a | n/a | n/a | n/a | n/a | n/a | n/a | n/a | n/a | n/a | n/a | X | X | n/a | n/a | n/a | n/a | n/a | n/a | n/a | n/a | n/a | n/a | n/a | n/a | n/a
FDI-0808 | LT1-31113-1660 |  | Installation of FDI LT1-31113-1660. ICC Add/Modify Blocks. |  | Rev 0 | 2013-11-01 | n/a | n/a | n/a | n/a | n/a | n/a | n/a | n/a | n/a | n/a | n/a | n/a | n/a | n/a | n/a | n/a | n/a | n/a | n/a | n/a | n/a | n/a | n/a | n/a | n/a | n/a | n/a | n/a | n/a | n/a | X | n/a | n/a | n/a | n/a | n/a | n/a | X | X | X | n/a | X | X | n/a | n/a | n/a | n/a | n/a | n/a | n/a | n/a | n/a | n/a | n/a | n/a | n/a | n/a | n/a | n/a | n/a | n/a | n/a | n/a | n/a | n/a | n/a | n/a | n/a | n/a | n/a | n/a | n/a | n/a | n/a | n/a | n/a | n/a | n/a | n/a | n/a | n/a | n/a | n/a
FDI-0809 | LT1-31113-1648 |  | Installation of FDI LT1-31113-1648. Hitachi RCIS FDSI Driver Version 1.2 CRC 86766A2E update. |  | Rev 0 | 2014-03-12 | n/a | n/a | n/a | n/a | n/a | n/a | n/a | n/a | n/a | n/a | n/a | n/a | n/a | n/a | n/a | n/a | n/a | n/a | n/a | n/a | n/a | n/a | n/a | n/a | n/a | n/a | n/a | n/a | n/a | n/a | n/a | n/a | n/a | n/a | n/a | n/a | n/a | n/a | n/a | n/a | n/a | X | n/a | n/a | n/a | n/a | n/a | n/a | n/a | n/a | n/a | n/a | n/a | n/a | n/a | n/a | n/a | n/a | n/a | n/a | n/a | n/a | n/a | n/a | n/a | n/a | n/a | n/a | n/a | n/a | n/a | n/a | n/a | n/a | n/a | n/a | n/a | n/a | n/a | n/a | n/a | n/a | n/a
FDI-0810 | LT1-31113-1647 |  | Installation of FDI LT1-31113-1647. Graphic Modifications, Environment Updates. |  | Rev 2 | 2013-11-13 | X | X | X | X | X | X | X | X | X | X | X | X | X | X | X | X | X | X | X | X | X | X | X | X | X | X | X | X | X | X | X | n/a | X | X | X | X | X | X | X | X | X | X | X | n/a | n/a | n/a | n/a | n/a | n/a | n/a | n/a | n/a | n/a | n/a | n/a | X | X | X | X | X | n/a | n/a | n/a | n/a | n/a | n/a | n/a | n/a | n/a | n/a | n/a | n/a | n/a | n/a | X | X | X | n/a | n/a | n/a | n/a | n/a | n/a
FDI-0811 | LT1-31113-1667 |  | Installation of FDI LT1-31113-1667. ICC Add/Modify Blocks. |  | Rev 0 | 2013-11-01 | n/a | n/a | n/a | n/a | n/a | n/a | n/a | n/a | n/a | n/a | n/a | n/a | n/a | n/a | n/a | n/a | n/a | n/a | n/a | n/a | n/a | n/a | n/a | n/a | n/a | n/a | n/a | n/a | n/a | n/a | n/a | n/a | n/a | n/a | n/a | n/a | n/a | X | n/a | n/a | n/a | X | n/a | n/a | n/a | n/a | n/a | n/a | n/a | n/a | n/a | n/a | n/a | n/a | n/a | n/a | n/a | n/a | n/a | n/a | n/a | n/a | n/a | n/a | n/a | n/a | n/a | n/a | n/a | n/a | n/a | n/a | n/a | n/a | n/a | n/a | n/a | n/a | n/a | n/a | n/a | n/a | n/a
FDI-0812 | LT1-31113-1657 |  | Installation of FDI LT1-31113-1657. ICC Add/Modify Blocks, Add/Modify Graphics, Add/Modify Historian Database points., Update Group Points file. |  | Rev 0 | 2013-12-04 | X | X | X | X | X | X | X | X | X | X | X | X | X | X | X | X | X | X | X | X | X | X | X | X | X | X | X | X | X | X | X | n/a | X | X | X | X | X | X | X | X | X | X | X | n/a | n/a | n/a | n/a | X | n/a | n/a | n/a | n/a | n/a | n/a | n/a | X | X | X | n/a | n/a | n/a | n/a | n/a | n/a | n/a | n/a | n/a | n/a | n/a | n/a | n/a | n/a | n/a | n/a | X | X | X | n/a | n/a | n/a | n/a | n/a | n/a
FDI-0813 | LT1-31113-1665 |  | Installation of FDI LT1-31113-1665 ICC Add/Modify Blocks, Add/Modify Historian Database points., Update Group Points file. |  | Rev 0 | 2013-10-17 | X | X | X | X | X | X | X | X | X | X | X | X | X | X | X | X | X | X | X | X | X | X | X | X | X | X | X | X | X | X | X | n/a | X | X | X | X | X | X | X | X | X | X | X | n/a | n/a | n/a | X | X | X | X | n/a | n/a | n/a | n/a | n/a | X | X | X | n/a | n/a | n/a | n/a | n/a | n/a | n/a | n/a | n/a | n/a | n/a | n/a | n/a | n/a | n/a | n/a | X | X | X | n/a | n/a | n/a | n/a | n/a | n/a
FDI-0814 | LT1-31113-1661 |  | Installation of FDI LT1-31113-1661. ICC Add/Modify Blocks. |  | Rev 0 | 2013-10-24 | n/a | n/a | n/a | n/a | n/a | n/a | n/a | n/a | n/a | n/a | n/a | n/a | n/a | n/a | n/a | n/a | n/a | n/a | n/a | n/a | n/a | n/a | n/a | n/a | n/a | n/a | n/a | n/a | n/a | n/a | n/a | n/a | n/a | n/a | n/a | n/a | n/a | n/a | n/a | X | n/a | n/a | n/a | n/a | n/a | n/a | n/a | n/a | n/a | n/a | n/a | n/a | n/a | n/a | n/a | n/a | n/a | n/a | n/a | n/a | n/a | n/a | n/a | n/a | n/a | n/a | n/a | n/a | n/a | n/a | n/a | n/a | n/a | n/a | n/a | n/a | n/a | n/a | n/a | n/a | n/a | n/a | n/a
FDI-0815 | LT1-31113-1673 |  | Installation of FDI LT1-31113-1673. ICC Add/Modify Blocks, Add/Modify Graphics. |  | Rev 0 | 2013-10-26 | X | X | X | X | X | X | X | X | X | X | X | X | X | X | X | X | X | X | X | X | X | X | X | X | X | X | X | X | X | X | X | n/a | X | X | X | X | X | X | X | X | X | X | X | n/a | n/a | n/a | n/a | n/a | n/a | n/a | n/a | n/a | n/a | n/a | n/a | X | X | X | n/a | n/a | n/a | n/a | n/a | n/a | n/a | n/a | n/a | n/a | n/a | n/a | n/a | n/a | n/a | n/a | X | X | X | n/a | n/a | n/a | n/a | n/a | n/a
FDI-0816 | LT1-31113-1684 |  | Installation of FDI LT1-31113-1684. Graphic Modifications |  | Rev 0 | 2013-11-20 | X | X | X | X | X | X | X | X | X | X | X | X | X | X | X | X | X | X | X | X | X | X | X | X | X | X | X | X | X | X | X | n/a | X | X | X | X | X | X | X | X | X | X | X | n/a | n/a | n/a | n/a | n/a | n/a | n/a | n/a | n/a | n/a | n/a | n/a | X | X | X | n/a | n/a | n/a | n/a | n/a | n/a | n/a | n/a | n/a | n/a | n/a | n/a | n/a | n/a | n/a | n/a | X | X | X | n/a | n/a | n/a | n/a | n/a | n/a
FDI-0817 | LT1-31113-1662 |  | Installation of FDI LT1-31113-1662. ICC Add/Modify Blocks, Update MM, Update OPLS alias Table, Update Block Status Report. |  | Rev 0 | 2013-10-30 | n/a | n/a | n/a | n/a | n/a | n/a | n/a | n/a | n/a | n/a | n/a | n/a | n/a | n/a | n/a | n/a | n/a | n/a | n/a | n/a | n/a | n/a | n/a | n/a | n/a | n/a | n/a | n/a | n/a | n/a | n/a | n/a | n/a | n/a | n/a | n/a | n/a | n/a | n/a | n/a | n/a | n/a | X | n/a | n/a | n/a | n/a | n/a | n/a | n/a | n/a | n/a | n/a | n/a | n/a | n/a | n/a | n/a | n/a | n/a | X | n/a | n/a | n/a | X | X | n/a | n/a | n/a | n/a | n/a | X | n/a | n/a | n/a | n/a | n/a | n/a | n/a | n/a | n/a | n/a | n/a
FDI-0818 | LT1-31113-1693 |  | Installation of FDI LT1-31113-1693. ICC Modifications, Historian Modifications, Group Points Update, Update MM, Update OPLS alias Table, Update Block Status Report. |  | Rev 1 | 11/26/2013, 3/24/2014 | X | X | X | X | X | X | X | X | X | X | X | X | X | X | X | X | X | X | X | X | X | X | X | X | X | X | X | X | X | X | X | n/a | X | X | X | X | X | X | X | X | X | X | X | n/a | X | n/a | n/a | n/a | n/a | n/a | n/a | n/a | X | n/a | n/a | X | X | X | n/a | n/a | X | n/a | n/a | n/a | X | X | n/a | n/a | n/a | n/a | n/a | X | n/a | n/a | X | X | X | n/a | n/a | n/a | n/a | n/a | n/a
FDI-0819 | LT1-31113-1687 |  | Installation of FDI LT1-31113-1687. ICC Modifications, Historian Modifications, Group Points Update, Update MM, Update OPLS alias Table, Update Block Status Report. |  | Rev 1 | 12/4/2013, 05/28/2014 | X | X | X | X | X | X | X | X | X | X | X | X | X | X | X | X | X | X | X | X | X | X | X | X | X | X | X | X | X | X | X | n/a | X | X | X | X | X | X | X | X | X | X | X | n/a | n/a | n/a | X | n/a | n/a | n/a | n/a | n/a | X | n/a | n/a | X | X | X | n/a | n/a | X | n/a | n/a | n/a | X | X | n/a | n/a | n/a | n/a | n/a | X | n/a | n/a | X | X | X | n/a | n/a | n/a | n/a | n/a | n/a
FDI-0820 | LT1-31113-1696 |  | Installation of FDI LT1-31113-1696. ICC Modifications, Historian Modifications, Group Points Update, Update MM, Update OPLS alias Table, Update Block Status Report. |  | Rev 2 | 12/18/2013, 3/24/2014 | X | X | X | X | X | X | X | X | X | X | X | X | X | X | X | X | X | X | X | X | X | X | X | X | X | X | X | X | X | X | X | n/a | X | X | X | X | X | X | X | X | X | X | X | n/a | n/a | n/a | X | n/a | n/a | n/a | n/a | n/a | n/a | n/a | n/a | X | X | X | n/a | n/a | X | n/a | n/a | n/a | X | X | n/a | n/a | n/a | n/a | n/a | X | n/a | n/a | X | X | X | n/a | n/a | n/a | n/a | n/a | n/a
FDI-0821 | LT1-31113-1698 |  | Installation of FDI LT1-31113-1698. Update FDSI FBMs Type 230/231/232/233 to V1.35 / 0810 (QF1133419B) & new MHI Driver version 1.3. |  | Rev 1 | 2014-05-28 | n/a | n/a | n/a | n/a | n/a | n/a | n/a | n/a | n/a | n/a | n/a | n/a | n/a | n/a | n/a | n/a | n/a | n/a | n/a | n/a | n/a | n/a | n/a | n/a | n/a | n/a | n/a | n/a | n/a | n/a | n/a | n/a | n/a | n/a | n/a | n/a | n/a | n/a | n/a | n/a | n/a | X | X | n/a | n/a | n/a | n/a | n/a | n/a | n/a | n/a | n/a | n/a | n/a | n/a | n/a | n/a | n/a | n/a | n/a | n/a | n/a | n/a | n/a | n/a | n/a | n/a | n/a | n/a | n/a | n/a | n/a | n/a | n/a | n/a | n/a | n/a | n/a | n/a | n/a | n/a | n/a | n/a
FDI-0822 | LT1-31113-1695 |  | Installation of FDI LT1-31113-1695. Graphic Modifications |  | Rev 0 | 2013-11-16 | X | X | X | X | X | X | X | X | X | X | X | X | X | X | X | X | X | X | X | X | X | X | X | X | X | X | X | X | X | X | X | n/a | X | X | X | X | X | X | X | X | X | X | X | n/a | n/a | n/a | n/a | n/a | n/a | n/a | n/a | n/a | n/a | n/a | n/a | X | X | X | n/a | n/a | n/a | n/a | n/a | n/a | n/a | n/a | n/a | n/a | n/a | n/a | n/a | n/a | n/a | n/a | X | X | X | n/a | n/a | n/a | n/a | n/a | n/a
FDI-0823 | LT1-31113-1689 |  | Installation of FDI LT1-31113-1689. Update MM, Update OPLS alias Table, Update Block Status Report. |  | Rev 0 | 2013-11-02 | n/a | n/a | n/a | n/a | n/a | n/a | n/a | n/a | n/a | n/a | n/a | n/a | n/a | n/a | n/a | n/a | n/a | n/a | n/a | n/a | n/a | n/a | n/a | n/a | n/a | n/a | n/a | n/a | n/a | n/a | n/a | n/a | n/a | n/a | n/a | n/a | n/a | n/a | n/a | n/a | n/a | n/a | n/a | n/a | n/a | n/a | n/a | n/a | n/a | n/a | n/a | n/a | n/a | n/a | n/a | n/a | n/a | n/a | n/a | n/a | X | n/a | n/a | n/a | X | X | n/a | n/a | n/a | n/a | n/a | X | n/a | n/a | n/a | n/a | n/a | n/a | n/a | n/a | n/a | n/a | n/a
FDI-0824 | LT1-31113-1705 |  | Installation of FDI LT1-31113-1705 ICC Add/Modify Blocks, Add/Modify Historian Database points., Update Group Points file. |  | Rev 0 | 2013-11-29 | X | X | X | X | X | X | X | X | X | X | X | X | X | X | X | X | X | X | X | X | X | X | X | X | X | X | X | X | X | X | X | n/a | X | X | X | X | X | X | X | X | X | X | X | n/a | n/a | n/a | n/a | n/a | n/a | n/a | n/a | X | n/a | n/a | n/a | X | X | X | n/a | n/a | n/a | n/a | n/a | n/a | n/a | n/a | n/a | n/a | n/a | n/a | n/a | n/a | n/a | n/a | X | X | X | n/a | n/a | n/a | n/a | n/a | n/a
FDI-0825 | LT1-31113-1707 |  | Installation of FDI LT1-31113-1707. ICC Modifications. |  | Rev 0 | 2014-01-02 | n/a | n/a | n/a | n/a | n/a | n/a | n/a | n/a | n/a | n/a | n/a | n/a | n/a | n/a | n/a | n/a | n/a | n/a | n/a | n/a | n/a | n/a | n/a | n/a | n/a | n/a | n/a | n/a | n/a | n/a | n/a | n/a | n/a | n/a | n/a | n/a | n/a | n/a | X | X | X | n/a | n/a | n/a | n/a | n/a | n/a | n/a | n/a | n/a | n/a | n/a | n/a | n/a | n/a | n/a | n/a | n/a | n/a | n/a | n/a | n/a | n/a | n/a | n/a | n/a | n/a | n/a | n/a | n/a | n/a | n/a | n/a | n/a | n/a | n/a | n/a | n/a | n/a | n/a | n/a | n/a | n/a
FDI-0826 | LT1-31113-1714 |  | Installation of FDI LT1-31113-1714. Graphic Modifications |  | Rev 0 | 2013-12-24 | X | X | X | X | X | X | X | X | X | X | X | X | X | X | X | X | X | X | X | X | X | X | X | X | X | X | X | X | X | X | X | n/a | X | X | X | X | X | X | X | X | X | X | X | n/a | n/a | n/a | n/a | X | X | n/a | X | n/a | n/a | X | n/a | X | X | X | n/a | n/a | n/a | n/a | n/a | n/a | n/a | n/a | n/a | n/a | n/a | n/a | n/a | n/a | n/a | n/a | X | X | X | n/a | n/a | n/a | n/a | n/a | n/a
FDI-0827 | LT1-31113-1717 |  | Installation of FDI LT1-31113-1717. HSH points Adds. |  | Rev 0 | 2013-12-11 | n/a | n/a | n/a | n/a | n/a | n/a | n/a | n/a | n/a | n/a | n/a | n/a | n/a | n/a | n/a | n/a | n/a | n/a | n/a | n/a | n/a | n/a | n/a | n/a | n/a | n/a | n/a | n/a | n/a | n/a | n/a | n/a | n/a | n/a | n/a | n/a | n/a | n/a | n/a | n/a | n/a | n/a | n/a | n/a | n/a | n/a | n/a | n/a | n/a | n/a | n/a | n/a | n/a | n/a | n/a | n/a | n/a | n/a | n/a | n/a | n/a | X | n/a | n/a | n/a | n/a | n/a | n/a | n/a | n/a | n/a | n/a | n/a | n/a | n/a | n/a | n/a | n/a | n/a | n/a | n/a | n/a | n/a
FDI-0828 | LT1-31113-1669 |  | Installation of FDI LT1-31113-1669. Graphic Modifications |  | Rev 0 | 2013-11-29 | X | X | X | X | X | X | X | X | X | X | X | X | X | X | X | X | X | X | X | X | X | X | X | X | X | X | X | X | X | X | X | n/a | X | X | X | X | X | X | X | X | X | X | X | n/a | n/a | n/a | n/a | X | X | n/a | X | n/a | n/a | X | n/a | X | X | X | n/a | n/a | n/a | n/a | n/a | n/a | n/a | n/a | n/a | n/a | n/a | n/a | n/a | n/a | n/a | n/a | X | X | X | n/a | n/a | n/a | n/a | n/a | n/a
FDI-0829 | LT1-31113-1636 |  | Installation of FDI LT1-31113-1636 ICC Add/Modify Blocks, Add/Modify Historian Database points., Update Group Points file. |  | Rev 0 | 2013-12-19 | X | X | X | X | X | X | X | X | X | X | X | X | X | X | X | X | X | X | X | X | X | X | X | X | X | X | X | X | X | X | X | n/a | X | X | X | X | X | X | X | X | X | X | X | n/a | n/a | n/a | n/a | n/a | n/a | n/a | n/a | n/a | n/a | n/a | n/a | X | X | X | n/a | n/a | n/a | n/a | n/a | n/a | n/a | n/a | n/a | n/a | n/a | n/a | n/a | n/a | n/a | n/a | X | X | X | n/a | n/a | n/a | n/a | n/a | n/a
FDI-0830 | LT1-31113-1649 |  | Installation of FDI LT1-31113-1649. ICC Modifications, Historian Modifications, Group Points Update, Update Block Status Report. |  | Rev 1 | 12/4/2013, 1/28/2014 | X | X | X | X | X | X | X | X | X | X | X | X | X | X | X | X | X | X | X | X | X | X | X | X | X | X | X | X | X | X | X | n/a | X | X | X | X | X | X | X | X | X | X | X | n/a | n/a | n/a | n/a | n/a | n/a | n/a | X | n/a | n/a | n/a | n/a | X | X | X | n/a | n/a | n/a | n/a | n/a | n/a | n/a | n/a | n/a | n/a | n/a | n/a | n/a | X | n/a | n/a | X | X | X | n/a | n/a | n/a | n/a | n/a | n/a
FDI-0831 | LT1-31113-1712 |  | Installation of FDI LT1-31113-1712. Graphic Modifications |  | Rev 0 | 2013-12-04 | X | X | X | X | X | X | X | X | X | X | X | X | X | X | X | X | X | X | X | X | X | X | X | X | X | X | X | X | X | X | X | n/a | X | X | X | X | X | X | X | X | X | X | X | n/a | n/a | n/a | n/a | n/a | n/a | n/a | n/a | n/a | n/a | n/a | n/a | X | X | X | n/a | n/a | n/a | n/a | n/a | n/a | n/a | n/a | n/a | n/a | n/a | n/a | n/a | n/a | n/a | n/a | X | X | X | n/a | n/a | n/a | n/a | n/a | n/a
FDI-0832 | LT1-31113-1730 |  | Installation of FDI LT1-31113-1730. ICC Add/Modify Blocks. Graphic Modifications |  | Rev 0 | 2014-03-10 | X | X | X | X | X | X | X | X | X | X | X | X | X | X | X | X | X | X | X | X | X | X | X | X | X | X | X | X | X | X | X | n/a | X | X | X | X | X | X | X | X | X | X | X | n/a | n/a | n/a | n/a | n/a | n/a | n/a | n/a | n/a | n/a | n/a | n/a | X | X | X | n/a | n/a | n/a | n/a | n/a | n/a | n/a | n/a | n/a | n/a | n/a | n/a | n/a | n/a | n/a | n/a | X | X | X | n/a | n/a | n/a | n/a | n/a | n/a
| LT1-31113-1720 |  | Installation of FDI LT1-31113-1720 ICC Add/Modify Blocks, Add/Modify Historian Database points., Update Group Points file. |  | Rev 0 | 2013-12-30 | X | X | X | X | X | X | X | X | X | X | X | X | X | X | X | X | X | X | X | X | X | X | X | X | X | X | X | X | X | X | X | n/a | X | X | X | X | X | X | X | X | X | X | X | n/a | n/a | X | n/a | n/a | n/a | n/a | n/a | n/a | X | n/a | n/a | X | X | X | n/a | n/a | n/a | n/a | n/a | n/a | n/a | n/a | n/a | n/a | n/a | n/a | n/a | n/a | n/a | n/a | X | X | X | n/a | n/a | n/a | n/a | n/a | n/a
FDI-0834 | LT1-31113-1713 |  | Installation of FDI LT1-31113-1713 ICC Add/Modify Blocks, Add/Modify Graphics, Add/Modify Historian Database points, Update Group Points file, Update MM, Modify Block Status Report, Add/Modify Temp Alarms. |  | Rev 0 | 2013-12-20 | X | X | X | X | X | X | X | X | X | X | X | X | X | X | X | X | X | X | X | X | X | X | X | X | X | X | X | X | X | X | X | n/a | X | X | X | X | X | X | X | X | X | X | X | n/a | n/a | n/a | n/a | n/a | n/a | n/a | X | n/a | n/a | n/a | n/a | X | X | X | n/a | n/a | X | n/a | n/a | n/a | X | X | n/a | n/a | n/a | n/a | n/a | X | n/a | n/a | X | X | X | n/a | n/a | n/a | n/a | n/a | n/a
FDI-0835 | LT1-31113-1730 |  | Installation of FDI LT1-31113-1730. ICC Modifications, Historian Modifications, Group Points Update, MM Update, OLPS Update, Update Block Status Report. |  | Rev 0 | 2013-12-20 | X | X | X | X | X | X | X | X | X | X | X | X | X | X | X | X | X | X | X | X | X | X | X | X | X | X | X | X | X | X | X | n/a | X | X | X | X | X | X | X | X | X | X | X | n/a | n/a | n/a | n/a | n/a | n/a | n/a | n/a | n/a | X | n/a | n/a | X | X | X | n/a | n/a | X | n/a | n/a | n/a | X | X | n/a | n/a | n/a | n/a | n/a | X | n/a | n/a | X | X | X | n/a | n/a | n/a | n/a | n/a | n/a
FDI-0836 | LT1-31113-1617 |  | Installation of FDI LT1-31113-1617. Installation of TPMD Avg (Build07a), TPMD Steam Calcs (Build14), TPMD Table Lookup (Build08). |  | Rev 2 | 2014-04-28 | n/a | n/a | n/a | n/a | n/a | n/a | n/a | n/a | n/a | n/a | n/a | n/a | n/a | n/a | n/a | n/a | n/a | n/a | n/a | n/a | n/a | n/a | n/a | n/a | n/a | n/a | n/a | n/a | n/a | n/a | n/a | n/a | n/a | n/a | n/a | n/a | n/a | n/a | n/a | n/a | n/a | n/a | n/a | n/a | n/a | n/a | n/a | n/a | n/a | n/a | n/a | n/a | X | n/a | n/a | n/a | n/a | n/a | n/a | n/a | n/a | n/a | n/a | n/a | n/a | n/a | n/a | n/a | X | X | n/a | n/a | n/a | n/a | n/a | n/a | n/a | n/a | n/a | n/a | n/a | n/a | n/a
FDI-0837 | LT1-31113-1742 |  | Installation of FDI LT1-31113-1742 ICC Add/Modify Blocks, Add/Modify Historian Database points., Update Group Points file, Update HSH points, Update MVD xml files. |  | Rev 2 | 12/30/2013, 3/22/2014 | X | X | X | X | X | X | X | X | X | X | X | X | X | X | X | X | X | X | X | X | X | X | X | X | X | X | X | X | X | X | X | n/a | X | X | X | X | X | X | X | X | X | X | X | n/a | X | X | n/a | n/a | n/a | n/a | n/a | n/a | n/a | n/a | n/a | X | X | X | n/a | n/a | n/a | X | X | n/a | n/a | n/a | n/a | n/a | n/a | n/a | n/a | n/a | n/a | n/a | X | X | X | n/a | n/a | n/a | n/a | n/a | n/a
FDI-0838 | LT1-31113-1723 |  | Installation of FDI LT1-31113-1723. ICC Modifications |  | Rev 0 | 2014-01-28 | n/a | n/a | n/a | n/a | n/a | n/a | n/a | n/a | n/a | n/a | n/a | n/a | n/a | n/a | n/a | n/a | n/a | n/a | n/a | n/a | n/a | n/a | n/a | n/a | n/a | n/a | n/a | n/a | n/a | n/a | n/a | n/a | n/a | n/a | n/a | n/a | n/a | n/a | n/a | n/a | X | n/a | n/a | n/a | n/a | n/a | n/a | n/a | n/a | n/a | n/a | n/a | n/a | n/a | n/a | n/a | n/a | n/a | n/a | n/a | n/a | n/a | n/a | n/a | n/a | n/a | n/a | n/a | n/a | n/a | n/a | n/a | n/a | n/a | n/a | n/a | n/a | n/a | n/a | n/a | n/a | n/a | n/a
FDI-0839 | LT1-31113-1734 |  | Installation of FDI LT1-31113-1734. Graphic Modifications |  | Rev 0 | Canceled | X | X | X | X | X | X | X | X | X | X | X | X | X | X | X | X | X | X | X | X | X | X | X | X | X | X | X | X | X | X | X | n/a | X | X | X | X | X | X | X | X | X | X | X | n/a | n/a | n/a | n/a | n/a | n/a | n/a | n/a | n/a | n/a | n/a | n/a | X | X | X | n/a | n/a | n/a | n/a | n/a | n/a | n/a | n/a | n/a | n/a | n/a | n/a | n/a | n/a | n/a | n/a | X | X | X | n/a | n/a | n/a | n/a | n/a | n/a
FDI-0840 |  |  | OPEN |  | Rev 0 |  | n/a | n/a | n/a | n/a | n/a | n/a | n/a | n/a | n/a | n/a | n/a | n/a | n/a | n/a | n/a | n/a | n/a | n/a | n/a | n/a | n/a | n/a | n/a | n/a | n/a | n/a | n/a | n/a | n/a | n/a | n/a | n/a | n/a | n/a | n/a | n/a | n/a | n/a | n/a | n/a | n/a | n/a | n/a | n/a | n/a | n/a | n/a | n/a | n/a | n/a | n/a | n/a | n/a | n/a | n/a | n/a | n/a | n/a | n/a | n/a | n/a | n/a | n/a | n/a | n/a | n/a | n/a | n/a | n/a | n/a | n/a | n/a | n/a | n/a | n/a | n/a | n/a | n/a | n/a | n/a | n/a | n/a | n/a
FDI-0841 | LT1-31113-1755 |  | Installation of FDI LT1-31113-1755 ICC Modifications, Voice Alarm – Horn Mute Issue. |  | Rev 0 | 2014-03-31 | n/a | n/a | n/a | n/a | n/a | n/a | n/a | n/a | n/a | n/a | n/a | n/a | n/a | n/a | n/a | n/a | n/a | n/a | n/a | n/a | n/a | n/a | n/a | n/a | n/a | n/a | n/a | n/a | n/a | n/a | n/a | n/a | n/a | n/a | n/a | n/a | n/a | n/a | n/a | n/a | n/a | X | n/a | n/a | n/a | n/a | n/a | n/a | n/a | n/a | n/a | n/a | n/a | n/a | n/a | n/a | n/a | n/a | n/a | n/a | n/a | n/a | n/a | n/a | n/a | n/a | n/a | n/a | n/a | n/a | n/a | n/a | n/a | n/a | n/a | n/a | n/a | n/a | n/a | n/a | n/a | n/a | n/a
FDI-0842 | LT1-31113-1753 |  | Installation of FDI LT1-31113-1753. Graphic Modifications |  | Rev 1 | 2014-03-01 | X | X | X | X | X | X | X | X | X | X | X | X | X | X | X | X | X | X | X | X | X | X | X | X | X | X | X | X | X | X | X | n/a | X | X | X | X | X | X | X | X | X | X | X | n/a | n/a | n/a | n/a | n/a | n/a | n/a | n/a | n/a | n/a | n/a | n/a | X | X | X | n/a | n/a | n/a | n/a | n/a | n/a | n/a | n/a | n/a | n/a | n/a | n/a | n/a | n/a | n/a | n/a | X | X | X | n/a | n/a | n/a | n/a | n/a | n/a
FDI-0843 | LT1-31113-1745 |  | Installation of FDI LT1-31113-1745. Updated Temp Alarm Server to Build 012.Graphic Modifications |  | Rev 0 | 2014-03-31 | n/a | n/a | n/a | n/a | n/a | n/a | n/a | n/a | n/a | n/a | n/a | n/a | n/a | n/a | n/a | n/a | n/a | n/a | n/a | n/a | n/a | n/a | n/a | n/a | n/a | n/a | n/a | n/a | n/a | n/a | n/a | n/a | n/a | n/a | n/a | n/a | n/a | n/a | n/a | n/a | n/a | n/a | n/a | n/a | n/a | n/a | n/a | n/a | n/a | n/a | n/a | n/a | n/a | n/a | n/a | n/a | n/a | n/a | n/a | n/a | n/a | n/a | n/a | n/a | n/a | n/a | n/a | X | n/a | n/a | n/a | n/a | n/a | n/a | n/a | n/a | n/a | n/a | n/a | n/a | n/a | n/a | n/a
FDI-0844 | LT1-31113-1700 |  | Installation of FDI LT1-31113-1700 ICC Add/Modify Blocks, Add/Modify Historian Database points, Update Group Points file, TDR point Modification. |  | Rev 0 | 2014-01-27 | X | X | X | X | X | X | X | X | X | X | X | X | X | X | X | X | X | X | X | X | X | X | X | X | X | X | X | X | X | X | X | n/a | X | X | X | X | X | X | X | X | X | X | X | n/a | n/a | n/a | X | n/a | n/a | n/a | n/a | n/a | X | n/a | n/a | X | X | X | n/a | n/a | n/a | n/a | X | n/a | n/a | n/a | n/a | n/a | n/a | n/a | n/a | n/a | n/a | n/a | X | X | X | n/a | n/a | n/a | n/a | n/a | n/a
FDI-0845 | LT1-31113-1735 |  | Installation verification of FDI LT1-31113-1735. Wiring Modifications, Enclosure No. 1H23-PL-3012 |  | Rev 1 | 2014-04-17 | n/a | n/a | n/a | n/a | n/a | n/a | n/a | n/a | n/a | n/a | n/a | n/a | n/a | n/a | n/a | n/a | n/a | n/a | n/a | n/a | n/a | n/a | n/a | n/a | n/a | n/a | n/a | n/a | n/a | n/a | n/a | n/a | n/a | n/a | n/a | n/a | n/a | n/a | n/a | n/a | n/a | n/a | n/a | n/a | n/a | n/a | n/a | n/a | n/a | n/a | n/a | n/a | n/a | n/a | n/a | n/a | n/a | n/a | n/a | n/a | n/a | n/a | n/a | n/a | n/a | n/a | n/a | n/a | n/a | n/a | n/a | n/a | n/a | n/a | n/a | n/a | n/a | n/a | n/a | n/a | n/a | n/a | n/a
FDI-0846 | LT1-31113-1751 |  | Installation of FDI LT1-31113-1751. Graphic Modifications |  | Rev 0 | 2014-03-07 | X | X | X | X | X | X | X | X | X | X | X | X | X | X | X | X | X | X | X | X | X | X | X | X | X | X | X | X | X | X | X | n/a | X | X | X | X | X | X | X | X | X | X | X | n/a | n/a | n/a | n/a | n/a | n/a | n/a | n/a | n/a | n/a | n/a | n/a | X | X | X | n/a | n/a | n/a | n/a | n/a | n/a | n/a | n/a | n/a | n/a | n/a | n/a | n/a | n/a | n/a | n/a | X | X | X | n/a | n/a | n/a | n/a | n/a | n/a
FDI-0847 | LT1-31113-1683 |  | Installation of FDI LT1-31113-1683. ICC Modifications |  | Rev 0 | 2014-03-22 | n/a | n/a | n/a | n/a | n/a | n/a | n/a | n/a | n/a | n/a | n/a | n/a | n/a | n/a | n/a | n/a | n/a | n/a | n/a | n/a | n/a | n/a | n/a | n/a | n/a | n/a | n/a | n/a | n/a | n/a | n/a | n/a | n/a | n/a | n/a | n/a | n/a | n/a | n/a | X | n/a | n/a | n/a | n/a | n/a | n/a | n/a | n/a | n/a | n/a | n/a | n/a | n/a | n/a | n/a | n/a | n/a | n/a | n/a | n/a | n/a | n/a | n/a | n/a | n/a | n/a | n/a | n/a | n/a | n/a | n/a | n/a | n/a | n/a | n/a | n/a | n/a | n/a | n/a | n/a | n/a | n/a | n/a
FDI-0848 | LT1-31113-1686 |  | Installation of FDI LT1-31113-1686. ICC Add/Modify Blocks. Graphic Modifications, Operator Aids. |  | Rev 1 | 2/17/2014, 4/28/2014 | X | X | X | X | X | X | X | X | X | X | X | X | X | X | X | X | X | X | X | X | X | X | X | X | X | X | X | X | X | X | X | n/a | X | X | X | X | X | X | X | X | X | X | X | n/a | n/a | n/a | n/a | n/a | n/a | n/a | n/a | n/a | n/a | n/a | n/a | X | X | X | n/a | n/a | n/a | n/a | n/a | n/a | n/a | n/a | n/a | n/a | n/a | n/a | n/a | n/a | n/a | n/a | X | X | X | n/a | n/a | n/a | n/a | n/a | n/a
FDI-0849 | LT1-31113-1728 |  | Installation of FDI LT1-31113-1728 Graphic Modifications, Verification/Removal/Installation of Common Report Generator Framework (CRGF) software 1.0.8. |  | Rev 1 | 2014-04-07 | X | X | X | X | X | X | X | X | X | X | X | X | X | X | X | X | X | X | X | X | X | X | X | X | X | X | X | X | X | X | X | X | X | X | X | X | X | X | X | X | X | X | X | X | X | X | X | X | X | X | X | X | X | X | X | X | X | X | n/a | n/a | X | X | X | X | X | X | X | X | X | X | X | X | X | X | X | X | X | n/a | n/a | n/a | n/a | n/a | n/a
FDI-0850 | LT1-31113-1690 |  | Installation of FDI LT1-31113-1690. ICC Add/Modify Blocks. Graphic Modifications |  | Rev 0 | 2014-02-18 | X | X | X | X | X | X | X | X | X | X | X | X | X | X | X | X | X | X | X | X | X | X | X | X | X | X | X | X | X | X | X | n/a | X | X | X | X | X | X | X | X | X | X | X | n/a | n/a | n/a | n/a | n/a | n/a | n/a | n/a | n/a | n/a | n/a | n/a | X | X | X | n/a | n/a | n/a | n/a | n/a | n/a | n/a | n/a | n/a | n/a | n/a | n/a | n/a | n/a | n/a | n/a | X | X | X | n/a | n/a | n/a | n/a | n/a | n/a
FDI-0851 | LT1-31113-1765 |  | Installation of FDI LT1-31113-1765. Graphic Modifications |  | Rev 0 | 2014-03-07 | X | X | X | X | X | X | X | X | X | X | X | X | X | X | X | X | X | X | X | X | X | X | X | X | X | X | X | X | X | X | X | n/a | X | X | X | X | X | X | X | X | X | X | X | n/a | n/a | n/a | n/a | n/a | n/a | n/a | n/a | n/a | n/a | n/a | n/a | X | X | X | n/a | n/a | n/a | n/a | n/a | n/a | n/a | n/a | n/a | n/a | n/a | n/a | n/a | n/a | n/a | n/a | X | X | X | n/a | n/a | n/a | n/a | n/a | n/a
FDI-0852 | LT1-31113-1760 |  | Installation of FDI LT1-31113-1760. Update TPMD - current, hourly, daily & monthly Reports. |  | Rev 0 | 2014-03-05 | n/a | n/a | n/a | n/a | n/a | n/a | n/a | n/a | n/a | n/a | n/a | n/a | n/a | n/a | n/a | n/a | n/a | n/a | n/a | n/a | n/a | n/a | n/a | n/a | n/a | n/a | n/a | n/a | n/a | n/a | n/a | n/a | n/a | n/a | n/a | n/a | n/a | n/a | n/a | n/a | n/a | n/a | n/a | n/a | n/a | n/a | n/a | n/a | n/a | n/a | n/a | n/a | n/a | n/a | n/a | n/a | n/a | n/a | n/a | n/a | n/a | n/a | n/a | n/a | n/a | n/a | n/a | n/a | n/a | n/a | X | n/a | n/a | n/a | n/a | n/a | n/a | n/a | n/a | n/a | n/a | n/a | n/a
FDI-0853 | LT1-31113-1766 |  | Installation of FDI LT1-31113-1766. Update AAS, QF1198231, Provided updated ams files. |  | Rev 0 | 2104-04-02 | X | X | X | X | X | X | X | X | X | X | X | X | X | X | X | X | X | X | X | X | X | X | X | X | X | X | X | X | X | X | n/a | n/a | X | X | X | X | X | X | X | X | X | X | X | X | X | X | X | X | X | X | X | X | X | X | X | X | X | X | n/a | n/a | X | X | X | X | X | X | X | X | X | X | X | X | X | X | X | X | X | n/a | n/a | n/a | n/a | n/a | n/a
FDI-0854 | LT1-31113-1778 |  | Installation of FDI LT1-31113-1778. ICC Modifications, Historian Modifications, Group Points Update, MM Update, OLPS Update, Update Block Status Report. |  | Rev 0 | 2014-03-22 | X | X | X | X | X | X | X | X | X | X | X | X | X | X | X | X | X | X | X | X | X | X | X | X | X | X | X | X | X | X | X | n/a | X | X | X | X | X | X | X | X | X | X | X | n/a | X | X | n/a | n/a | n/a | n/a | n/a | n/a | n/a | n/a | n/a | X | X | X | n/a | n/a | X | n/a | n/a | n/a | X | X | n/a | n/a | n/a | n/a | n/a | X | n/a | n/a | X | X | X | n/a | n/a | n/a | n/a | n/a | n/a
FDI-0855 | LT1-31113-1783 |  | Installation of FDI LT1-31113-1783. Graphic Modifications |  | Rev 0 | 2014-02-17 | X | X | X | X | X | X | X | X | X | X | X | X | X | X | X | X | X | X | X | X | X | X | X | X | X | X | X | X | X | X | X | n/a | X | X | X | X | X | X | X | X | X | X | X | n/a | n/a | n/a | n/a | n/a | n/a | n/a | n/a | n/a | n/a | n/a | n/a | X | X | X | n/a | n/a | n/a | n/a | n/a | n/a | n/a | n/a | n/a | n/a | n/a | n/a | n/a | n/a | n/a | n/a | X | X | X | n/a | n/a | n/a | n/a | n/a | n/a
FDI-0856 | LT1-31113-1771 |  | Installation of FDI LT1-31113-1771 ICC Add/Modify Blocks, Add/Modify Historian Database points, Update Group Points file, MM Update, OLPS Update, Update Block Status Report, MVD XML files, HSH point modifications. |  | Rev 1 | 2014-03-29 | X | X | X | X | X | X | X | X | X | X | X | X | X | X | X | X | X | X | X | X | X | X | X | X | X | X | X | X | X | X | X | n/a | X | X | X | X | X | X | X | X | X | X | X | n/a | X | n/a | n/a | n/a | n/a | n/a | n/a | n/a | n/a | n/a | n/a | X | X | X | n/a | n/a | X | X | X | n/a | X | X | n/a | n/a | n/a | n/a | n/a | X | n/a | n/a | X | X | X | n/a | n/a | n/a | n/a | n/a | n/a
FDI-0857 | LT1-31113-1737 |  | Installation of FDI LT1-31113-1737 ICC Add/Modify Blocks, Add/Modify Historian Database points, Update Group Points file, MM Update, OLPS Update, Update Block Status Report. |  | Rev 0 | 2014-05-11 | X | X | X | X | X | X | X | X | X | X | X | X | X | X | X | X | X | X | X | X | X | X | X | X | X | X | X | X | X | X | X | n/a | X | X | X | X | X | X | X | X | X | X | X | n/a | n/a | n/a | X | n/a | n/a | n/a | X | n/a | X | n/a | n/a | X | X | X | n/a | n/a | X | n/a | n/a | n/a | X | X | n/a | n/a | n/a | n/a | n/a | X | n/a | n/a | X | X | X | n/a | n/a | n/a | n/a | n/a | n/a
FDI-0858 | LT1-31113-1761 |  | Installation of FDI LT1-31113-1761 ICC Add/Modify Blocks, Add/Modify Graphics, Add/Modify Historian Database points, Update Group Points file, Update MM, Modify Block Status Report, Add/Modify Temp Alarms. |  | Rev 0 | 2014-05-23 | X | X | X | X | X | X | X | X | X | X | X | X | X | X | X | X | X | X | X | X | X | X | X | X | X | X | X | X | X | X | X | n/a | X | X | X | X | X | X | X | X | X | X | X | n/a | X | X | X | n/a | n/a | n/a | X | n/a | n/a | n/a | n/a | X | X | X | n/a | n/a | n/a | n/a | n/a | n/a | n/a | n/a | n/a | X | n/a | n/a | n/a | X | n/a | n/a | X | X | X | n/a | n/a | n/a | n/a | n/a | n/a
FDI-0859 | LT1-31113-1774 |  | Installation of FDI LT1-31113-1774 ICC Add/Modify Blocks, Modify Graphics, Add/Modify Historian Database points., Update Group Points file. |  | Rev 0 | 2014-03-29 | X | X | X | X | X | X | X | X | X | X | X | X | X | X | X | X | X | X | X | X | X | X | X | X | X | X | X | X | X | X | X | n/a | X | X | X | X | X | X | X | X | X | X | X | n/a | X | X | X | n/a | n/a | n/a | X | n/a | n/a | n/a | n/a | X | X | X | n/a | n/a | n/a | n/a | n/a | n/a | n/a | n/a | n/a | n/a | n/a | n/a | n/a | n/a | n/a | n/a | X | X | X | n/a | n/a | n/a | n/a | n/a | n/a
FDI-0860 | LT1-31113-1781 |  | Installation of FDI LT1-31113-1781 Update HSH points, Update MVD xml files. |  | Rev 0 | 2014-03-07 | n/a | n/a | n/a | n/a | n/a | n/a | n/a | n/a | n/a | n/a | n/a | n/a | n/a | n/a | n/a | n/a | n/a | n/a | n/a | n/a | n/a | n/a | n/a | n/a | n/a | n/a | n/a | n/a | n/a | n/a | n/a | n/a | n/a | n/a | n/a | n/a | n/a | n/a | n/a | n/a | n/a | n/a | n/a | n/a | n/a | n/a | n/a | n/a | n/a | n/a | n/a | n/a | n/a | n/a | n/a | n/a | n/a | n/a | n/a | n/a | n/a | X | X | n/a | n/a | n/a | n/a | n/a | n/a | n/a | n/a | n/a | n/a | n/a | n/a | n/a | n/a | n/a | n/a | n/a | n/a | n/a | n/a
FDI-0861 | LT1-31113-1782 |  | Installation of FDI LT1-31113-1782. Graphic Modifications |  | Rev 0 | 2014-03-05 | X | X | X | X | X | X | X | X | X | X | X | X | X | X | X | X | X | X | X | X | X | X | X | X | X | X | X | X | X | X | X | n/a | X | X | X | X | X | X | X | X | X | X | X | n/a | n/a | n/a | n/a | n/a | n/a | n/a | n/a | n/a | n/a | n/a | n/a | X | X | X | n/a | n/a | n/a | n/a | n/a | n/a | n/a | n/a | n/a | n/a | n/a | n/a | n/a | n/a | n/a | n/a | X | X | X | n/a | n/a | n/a | n/a | n/a | n/a
FDI-0862 | LT1-31113-1768 |  | Installation of FDI LT1-31113-1768. ICC Modifications, MM Update, OLPS Update, Update Block Status Report. |  | Rev 0 | 2014-04-01 | X | X | X | X | X | X | X | X | X | X | X | X | X | X | X | X | X | X | X | X | X | X | X | X | X | X | X | X | X | X | X | n/a | X | X | X | X | X | X | X | X | X | X | X | n/a | n/a | n/a | n/a | n/a | n/a | n/a | n/a | n/a | n/a | n/a | n/a | X | X | X | n/a | n/a | X | n/a | n/a | n/a | X | X | n/a | n/a | n/a | n/a | n/a | X | n/a | n/a | X | X | X | n/a | n/a | n/a | n/a | n/a | n/a
FDI-0863 | LT1-31113-1752 |  | Installation of FDI LT1-31113-1752. Graphic Modifications |  | Rev 0 | 2014-06-18 | X | X | X | X | X | X | X | X | X | X | X | X | X | X | X | X | X | X | X | X | X | X | X | X | X | X | X | X | X | X | X | n/a | X | X | X | X | X | X | X | X | X | X | X | n/a | n/a | n/a | n/a | n/a | n/a | n/a | n/a | n/a | n/a | n/a | n/a | X | X | X | n/a | n/a | n/a | n/a | n/a | n/a | n/a | n/a | n/a | n/a | n/a | n/a | n/a | n/a | n/a | n/a | X | X | X | n/a | n/a | n/a | n/a | n/a | n/a
FDI-0864 | LT1-31113-1785 |  | Installation of FDI LT1-31113-1785. Update Shift Report. |  | Rev 0 | 2014-03-10 | n/a | n/a | n/a | n/a | n/a | n/a | n/a | n/a | n/a | n/a | n/a | n/a | n/a | n/a | n/a | n/a | n/a | n/a | n/a | n/a | n/a | n/a | n/a | n/a | n/a | n/a | n/a | n/a | n/a | n/a | n/a | n/a | n/a | n/a | n/a | n/a | n/a | n/a | n/a | n/a | n/a | n/a | n/a | n/a | n/a | n/a | n/a | n/a | n/a | n/a | n/a | n/a | n/a | n/a | n/a | n/a | n/a | n/a | n/a | n/a | n/a | n/a | n/a | n/a | n/a | n/a | n/a | n/a | n/a | n/a | X | n/a | n/a | n/a | n/a | n/a | n/a | n/a | n/a | n/a | n/a | n/a | n/a
| LT1-31113-1788 |  | Installation of FDI LT1-31113-1788. ICC Modifications |  | Rev 0 | 2014-03-27 | n/a | n/a | n/a | n/a | n/a | n/a | n/a | n/a | n/a | n/a | n/a | n/a | n/a | n/a | n/a | n/a | n/a | n/a | n/a | n/a | n/a | n/a | n/a | n/a | n/a | n/a | n/a | n/a | n/a | n/a | n/a | n/a | n/a | n/a | n/a | n/a | n/a | n/a | n/a | n/a | X | n/a | n/a | n/a | n/a | n/a | n/a | n/a | n/a | n/a | n/a | n/a | n/a | n/a | n/a | n/a | n/a | n/a | n/a | n/a | n/a | n/a | n/a | n/a | n/a | n/a | n/a | n/a | n/a | n/a | n/a | n/a | n/a | n/a | n/a | n/a | n/a | n/a | n/a | n/a | n/a | n/a | n/a
FDI-0866 | LT1-31113-1798 |  | Installation of FDI LT1-31113-1798 ICC Add/Modify Blocks, Add/Modify Historian Database points., Update Group Points file. |  | Rev 0 | 2014-03-25 | X | X | X | X | X | X | X | X | X | X | X | X | X | X | X | X | X | X | X | X | X | X | X | X | X | X | X | X | X | X | X | n/a | X | X | X | X | X | X | X | X | X | X | X | n/a | X | n/a | n/a | n/a | n/a | n/a | n/a | n/a | n/a | n/a | n/a | X | X | X | n/a | n/a | n/a | n/a | n/a | n/a | n/a | n/a | n/a | n/a | n/a | n/a | n/a | n/a | n/a | n/a | X | X | X | n/a | n/a | n/a | n/a | n/a | n/a
FDI-0867 | LT1-31113-1795 |  | Installation of FDI LT1-31113-1795. ICC Modifications |  | Rev 0 | 2014-03-18 | n/a | n/a | n/a | n/a | n/a | n/a | n/a | n/a | n/a | n/a | n/a | n/a | n/a | n/a | n/a | n/a | n/a | n/a | n/a | n/a | n/a | n/a | n/a | n/a | n/a | n/a | n/a | n/a | n/a | n/a | n/a | n/a | n/a | n/a | n/a | n/a | n/a | X | n/a | n/a | n/a | n/a | n/a | n/a | n/a | n/a | n/a | n/a | n/a | n/a | n/a | n/a | n/a | n/a | n/a | n/a | n/a | n/a | n/a | n/a | n/a | n/a | n/a | n/a | n/a | n/a | n/a | n/a | n/a | n/a | n/a | n/a | n/a | n/a | n/a | n/a | n/a | n/a | n/a | n/a | n/a | n/a | n/a
FDI-0868 | LT1-31113-1800 |  | Installation of FDI LT1-31113-1800. Graphic Modifications |  | Rev 0 | 2014-04-07 | X | X | X | X | X | X | X | X | X | X | X | X | X | X | X | X | X | X | X | X | X | X | X | X | X | X | X | X | X | X | X | n/a | X | X | X | X | X | X | X | X | X | X | X | n/a | n/a | n/a | n/a | n/a | n/a | n/a | n/a | n/a | n/a | n/a | n/a | X | X | X | n/a | n/a | n/a | n/a | n/a | n/a | n/a | n/a | n/a | n/a | n/a | n/a | n/a | n/a | n/a | n/a | X | X | X | n/a | n/a | n/a | n/a | n/a | n/a
FDI-0869 |  |  | OPEN |  | Rev 0 |  | n/a | n/a | n/a | n/a | n/a | n/a | n/a | n/a | n/a | n/a | n/a | n/a | n/a | n/a | n/a | n/a | n/a | n/a | n/a | n/a | n/a | n/a | n/a | n/a | n/a | n/a | n/a | n/a | n/a | n/a | n/a | n/a | n/a | n/a | n/a | n/a | n/a | n/a | n/a | n/a | n/a | n/a | n/a | n/a | n/a | n/a | n/a | n/a | n/a | n/a | n/a | n/a | n/a | n/a | n/a | n/a | n/a | n/a | n/a | n/a | n/a | n/a | n/a | n/a | n/a | n/a | n/a | n/a | n/a | n/a | n/a | n/a | n/a | n/a | n/a | n/a | n/a | n/a | n/a | n/a | n/a | n/a | n/a
FDI-0870 | LT1-31113-1796 |  | Installation of FDI LT1-31113-1796. ICC Modifications, Historian Modifications, Group Points Update, Update Block Status Report. |  | Rev 0 | 2014-04-07 | X | X | X | X | X | X | X | X | X | X | X | X | X | X | X | X | X | X | X | X | X | X | X | X | X | X | X | X | X | X | X | n/a | X | X | X | X | X | X | X | X | X | X | X | n/a | X | n/a | n/a | n/a | n/a | n/a | n/a | n/a | n/a | n/a | n/a | X | X | X | n/a | n/a | n/a | n/a | n/a | n/a | n/a | n/a | n/a | n/a | n/a | n/a | X | X | n/a | n/a | X | X | X | n/a | n/a | n/a | n/a | n/a | n/a
FDI-0871 | LT1-31113-1794 |  | Installation of FDI LT1-31113-1794 ICC Add/Modify Blocks, Modify Graphics, Add/Modify Historian Database points., Update Group Points file. |  | Rev 1 | 2014-05-07 | X | X | X | X | X | X | X | X | X | X | X | X | X | X | X | X | X | X | X | X | X | X | X | X | X | X | X | X | X | X | X | n/a | X | X | X | X | X | X | X | X | X | X | X | n/a | n/a | n/a | n/a | n/a | n/a | n/a | n/a | n/a | n/a | X | n/a | X | X | X | n/a | n/a | n/a | n/a | n/a | n/a | n/a | n/a | n/a | n/a | n/a | n/a | n/a | n/a | n/a | n/a | X | X | X | n/a | n/a | n/a | n/a | n/a | n/a
FDI-0872 | LT1-31113-1792 |  | Installation of FDI LT1-31113-1792. ICC Add/Modify Blocks. Graphic Modifications |  | Rev 1 | 2014-05-27 | X | X | X | X | X | X | X | X | X | X | X | X | X | X | X | X | X | X | X | X | X | X | X | X | X | X | X | X | X | X | X | n/a | X | X | X | X | X | X | X | X | X | X | X | n/a | n/a | n/a | n/a | n/a | n/a | n/a | n/a | n/a | n/a | n/a | n/a | X | X | X | n/a | n/a | n/a | n/a | n/a | n/a | n/a | n/a | n/a | n/a | n/a | n/a | n/a | n/a | n/a | n/a | X | X | X | n/a | n/a | n/a | n/a | n/a | n/a
FDI-0873 | LT1-31113-1804 |  | Installation of FDI LT1-31113-1804. ICC Modifications |  | Rev 0 | 2014-04-12 | n/a | n/a | n/a | n/a | n/a | n/a | n/a | n/a | n/a | n/a | n/a | n/a | n/a | n/a | n/a | n/a | n/a | n/a | n/a | n/a | n/a | n/a | n/a | n/a | n/a | n/a | n/a | n/a | n/a | n/a | n/a | n/a | n/a | n/a | n/a | n/a | n/a | n/a | X | n/a | n/a | n/a | n/a | n/a | n/a | n/a | n/a | n/a | n/a | n/a | n/a | n/a | n/a | n/a | n/a | n/a | n/a | n/a | n/a | n/a | n/a | n/a | n/a | n/a | n/a | n/a | n/a | n/a | n/a | n/a | n/a | n/a | n/a | n/a | n/a | n/a | n/a | n/a | n/a | n/a | n/a | n/a | n/a
FDI-0874 | LT1-31113-1767 |  | Installation of FDI LT1-31113-1767 ICC Add/Modify Blocks, Add/Modify Historian Database points, Update Group Points file, OLPS Update, Update Block Status Report. |  | Rev 0 | 2014-06-28 | X | X | X | X | X | X | X | X | X | X | X | X | X | X | X | X | X | X | X | X | X | X | X | X | X | X | X | X | X | X | X | n/a | X | X | X | X | X | X | X | X | X | X | X | n/a | n/a | n/a | n/a | n/a | n/a | n/a | X | n/a | n/a | n/a | n/a | X | X | X | n/a | n/a | X | n/a | n/a | n/a | n/a | n/a | n/a | n/a | n/a | n/a | n/a | X | n/a | n/a | X | X | X | n/a | n/a | n/a | n/a | n/a | n/a
FDI-0875 | LT1-31113-1807 |  | Installation of FDI LT1-31113-1807. Graphic Modifications |  | Rev 0 | 2014-04-07 | X | X | X | X | X | X | X | X | X | X | X | X | X | X | X | X | X | X | X | X | X | X | X | X | X | X | X | X | X | X | X | n/a | X | X | X | X | X | X | X | X | X | X | X | n/a | n/a | n/a | n/a | n/a | n/a | n/a | n/a | n/a | n/a | n/a | n/a | X | X | X | n/a | n/a | n/a | n/a | n/a | n/a | n/a | n/a | n/a | n/a | n/a | n/a | n/a | n/a | n/a | n/a | X | X | X | n/a | n/a | n/a | n/a | n/a | n/a
FDI-0876 |  |  |  |  | Rev 0 |  | n/a | n/a | n/a | n/a | n/a | n/a | n/a | n/a | n/a | n/a | n/a | n/a | n/a | n/a | n/a | n/a | n/a | n/a | n/a | n/a | n/a | n/a | n/a | n/a | n/a | n/a | n/a | n/a | n/a | n/a | n/a | n/a | n/a | n/a | n/a | n/a | n/a | n/a | n/a | n/a | n/a | n/a | n/a | n/a | n/a | n/a | n/a | n/a | n/a | n/a | n/a | n/a | n/a | n/a | n/a | n/a | n/a | n/a | n/a | n/a | n/a | n/a | n/a | n/a | n/a | n/a | n/a | n/a | n/a | n/a | n/a | n/a | n/a | n/a | n/a | n/a | n/a | n/a | n/a | n/a | n/a | n/a | n/a
FDI-0877 | LT1-31113-1803 |  | Installation of FDI LT1-31113-1803. ICC Modifications - MODBUS TOs added |  | Rev 1 | 2014-04-28 | n/a | n/a | n/a | n/a | n/a | n/a | n/a | n/a | n/a | n/a | n/a | n/a | n/a | n/a | n/a | n/a | n/a | n/a | n/a | n/a | n/a | n/a | n/a | n/a | n/a | n/a | n/a | n/a | n/a | n/a | X | n/a | n/a | n/a | n/a | n/a | n/a | n/a | n/a | n/a | n/a | n/a | X | n/a | n/a | n/a | n/a | n/a | n/a | n/a | n/a | n/a | n/a | n/a | n/a | n/a | n/a | n/a | n/a | n/a | n/a | n/a | n/a | n/a | n/a | n/a | n/a | n/a | n/a | n/a | n/a | n/a | n/a | n/a | n/a | n/a | n/a | n/a | n/a | n/a | n/a | n/a | n/a
FDI-0878 | LT1-31113-1809 |  | Installation of FDI LT1-31113-1809. ICC Modifications |  | Rev 0 | 2014-05-27 | n/a | n/a | n/a | n/a | n/a | n/a | n/a | n/a | n/a | n/a | n/a | n/a | n/a | n/a | n/a | n/a | n/a | n/a | n/a | n/a | n/a | n/a | n/a | n/a | n/a | n/a | n/a | n/a | n/a | n/a | n/a | n/a | n/a | n/a | n/a | n/a | n/a | X | n/a | n/a | n/a | n/a | n/a | n/a | n/a | n/a | n/a | n/a | n/a | n/a | n/a | n/a | n/a | n/a | n/a | n/a | n/a | n/a | n/a | n/a | n/a | n/a | n/a | n/a | n/a | n/a | n/a | n/a | n/a | n/a | n/a | n/a | n/a | n/a | n/a | n/a | n/a | n/a | n/a | n/a | n/a | n/a | n/a
FDI-0879 | LT1-31113-1791 |  | Installation of FDI LT1-31113-1791 ICC Add/Modify Blocks, Add/Modify Historian Database points, Update Group Points file, MM Update, OLPS Update, Update Block Status Report. |  | Rev 0 | 2014-08-13 | X | X | X | X | X | X | X | X | X | X | X | X | X | X | X | X | X | X | X | X | X | X | X | X | X | X | X | X | X | X | X | n/a | X | X | X | X | X | X | X | X | X | X | X | n/a | n/a | n/a | n/a | n/a | n/a | n/a | X | n/a | n/a | n/a | n/a | X | X | X | n/a | n/a | X | n/a | n/a | n/a | n/a | n/a | n/a | n/a | n/a | n/a | n/a | X | n/a | n/a | X | X | X | n/a | n/a | n/a | n/a | n/a | n/a
FDI-0880 | LT1-31113-1748 |  | Installation of FDI LT1-31113-1748. ICC Modifications |  | Rev 0 | 2014-06-16 | n/a | n/a | n/a | n/a | n/a | n/a | n/a | n/a | n/a | n/a | n/a | n/a | n/a | n/a | n/a | n/a | n/a | n/a | n/a | n/a | n/a | n/a | n/a | n/a | n/a | n/a | n/a | n/a | n/a | n/a | n/a | n/a | n/a | n/a | n/a | n/a | n/a | n/a | n/a | X | n/a | n/a | n/a | n/a | n/a | n/a | n/a | n/a | n/a | n/a | n/a | n/a | n/a | n/a | n/a | n/a | n/a | n/a | n/a | n/a | n/a | n/a | n/a | n/a | n/a | n/a | n/a | n/a | n/a | n/a | n/a | n/a | n/a | n/a | n/a | n/a | n/a | n/a | n/a | n/a | n/a | n/a | n/a
FDI-0881 | LT1-31113-1810 |  | Installation of FDI LT1-31113-1810. ICC Modifications, Graphic Modifications. |  | Rev 0 | 2014-06-17 | X | X | X | X | X | X | X | X | X | X | X | X | X | X | X | X | X | X | X | X | X | X | X | X | X | X | X | X | X | X | X | n/a | X | X | X | X | X | X | X | X | X | X | X | n/a | n/a | n/a | n/a | n/a | n/a | n/a | n/a | n/a | n/a | n/a | n/a | X | X | X | n/a | n/a | n/a | n/a | n/a | n/a | n/a | n/a | n/a | n/a | n/a | n/a | n/a | n/a | n/a | n/a | X | X | X | n/a | n/a | n/a | n/a | n/a | n/a
FDI-0882 | LT1-31113-1814 |  | Installation of FDI LT1-31113-1814. ICC Modifications, Historian Modifications, Group Points Update, Update Block Status Report. |  | Rev 0 | 2014-05-16 | X | X | X | X | X | X | X | X | X | X | X | X | X | X | X | X | X | X | X | X | X | X | X | X | X | X | X | X | X | X | X | n/a | X | X | X | X | X | X | X | X | X | X | X | n/a | n/a | n/a | X | n/a | n/a | n/a | n/a | n/a | n/a | n/a | n/a | X | X | X | n/a | n/a | n/a | n/a | n/a | n/a | n/a | n/a | n/a | n/a | n/a | n/a | n/a | X | n/a | n/a | X | X | X | n/a | n/a | n/a | n/a | n/a | n/a
FDI-0883 | LT1-31113-1817 |  | Installation of FDI LT1-31113-1817. ICC Modifications, Historian Modifications, Group Points Update, Update Block Status Report. |  | Rev 0 | 2014-04-25 | X | X | X | X | X | X | X | X | X | X | X | X | X | X | X | X | X | X | X | X | X | X | X | X | X | X | X | X | X | X | X | n/a | X | X | X | X | X | X | X | X | X | X | X | n/a | n/a | n/a | n/a | X | n/a | n/a | n/a | n/a | n/a | n/a | n/a | X | X | X | n/a | n/a | n/a | n/a | n/a | n/a | n/a | n/a | n/a | n/a | n/a | n/a | n/a | X | n/a | n/a | X | X | X | n/a | n/a | n/a | n/a | n/a | n/a
FDI-0884 | LT1-31113-1818 |  | Installation of FDI LT1-31113-1818. ICC Modifications |  | Rev 0 | 2014-05-11 | n/a | n/a | n/a | n/a | n/a | n/a | n/a | n/a | n/a | n/a | n/a | n/a | n/a | n/a | n/a | n/a | n/a | n/a | n/a | n/a | n/a | n/a | n/a | n/a | n/a | n/a | n/a | n/a | n/a | n/a | n/a | n/a | n/a | n/a | n/a | n/a | n/a | n/a | n/a | X | n/a | n/a | n/a | n/a | n/a | n/a | n/a | n/a | n/a | n/a | n/a | n/a | n/a | n/a | n/a | n/a | n/a | n/a | n/a | n/a | n/a | n/a | n/a | n/a | n/a | n/a | n/a | n/a | n/a | n/a | n/a | n/a | n/a | n/a | n/a | n/a | n/a | n/a | n/a | n/a | n/a | n/a | n/a
FDI-0885 | LT1-31113-1780 |  | Installation of FDI LT1-31113-1780. ICC Add/Modify Blocks, Add/Modify Historian Database points., Update Group Points file, Updated FDSI Device xml file (1P16.xml), MM Update, OLPS Update, Update Block Status Report, . |  | Rev 1 | 2014-04-29 | X | X | X | X | X | X | X | X | X | X | X | X | X | X | X | X | X | X | X | X | X | X | X | X | X | X | X | X | X | X | X | X | n/a | X | X | X | X | X | X | X | X | X | X | X | n/a | n/a | n/a | X | n/a | n/a | n/a | n/a | n/a | n/a | n/a | X | X | X | n/a | n/a | X | n/a | n/a | n/a | X | X | n/a | n/a | n/a | n/a | n/a | X | n/a | n/a | X | X | X | n/a | n/a | n/a | n/a | n/a | n/a
FDI-0886 | LT1-31113-1824 |  | Installation of FDI LT1-31113-1824. Graphic Modifications |  | Rev 0 | 2014-06-04 | X | X | X | X | X | X | X | X | X | X | X | X | X | X | X | X | X | X | X | X | X | X | X | X | X | X | X | X | X | X | X | n/a | X | X | X | X | X | X | X | X | X | X | X | n/a | n/a | n/a | n/a | n/a | n/a | n/a | n/a | n/a | n/a | n/a | n/a | X | X | X | n/a | n/a | n/a | n/a | n/a | n/a | n/a | n/a | n/a | n/a | n/a | n/a | n/a | n/a | n/a | n/a | X | X | X | n/a | n/a | n/a | n/a | n/a | n/a
FDI-0887 | LT1-31113-1834 |  | Installation of FDI LT1-31113-1834 ICC Add/Modify Blocks, Modify Graphics, Add/Modify Historian Database points., Update Group Points file. |  | Rev 1 | 6/17/2014, 08/15/2014 | X | X | X | X | X | X | X | X | X | X | X | X | X | X | X | X | X | X | X | X | X | X | X | X | X | X | X | X | X | X | X | n/a | X | X | X | X | X | X | X | X | X | X | X | n/a | X | X | X | n/a | n/a | n/a | n/a | n/a | n/a | n/a | n/a | X | X | X | n/a | n/a | n/a | n/a | n/a | n/a | n/a | n/a | n/a | n/a | n/a | n/a | n/a | n/a | n/a | n/a | X | X | X | n/a | n/a | n/a | n/a | n/a | n/a
FDI-0888 | LT1-31113-1826 |  | Installation of FDI LT1-31113-1826. ICC Modifications |  | Rev 0 | 2014-06-17 | n/a | n/a | n/a | n/a | n/a | n/a | n/a | n/a | n/a | n/a | n/a | n/a | n/a | n/a | n/a | n/a | n/a | n/a | n/a | n/a | n/a | n/a | n/a | n/a | n/a | n/a | n/a | n/a | n/a | n/a | n/a | n/a | n/a | n/a | n/a | n/a | n/a | n/a | n/a | X | X | n/a | n/a | n/a | n/a | n/a | n/a | n/a | n/a | n/a | n/a | n/a | n/a | n/a | n/a | n/a | n/a | n/a | n/a | n/a | n/a | n/a | n/a | n/a | n/a | n/a | n/a | n/a | n/a | n/a | n/a | n/a | n/a | n/a | n/a | n/a | n/a | n/a | n/a | n/a | n/a | n/a | n/a
FDI-0889 | LT1-31113-1825 |  | Installation of FDI LT1-31113-1825. ICC Modifications, Graphic Modifications. |  | Rev 0 | 2014-06-18 | X | X | X | X | X | X | X | X | X | X | X | X | X | X | X | X | X | X | X | X | X | X | X | X | X | X | X | X | X | X | X | n/a | X | X | X | X | X | X | X | X | X | X | X | n/a | n/a | n/a | n/a | n/a | n/a | n/a | n/a | n/a | n/a | n/a | n/a | X | X | X | n/a | n/a | n/a | n/a | n/a | n/a | n/a | n/a | n/a | n/a | n/a | n/a | n/a | n/a | n/a | n/a | X | X | X | n/a | n/a | n/a | n/a | n/a | n/a
FDI-0890 | LT1-31113-1836 |  | Installation of FDI LT1-31113-1836. ICC Add/Modify Blocks, Add/Modify Historian Database points., Update Group Points file, MM Update, OLPS Update, Update Block Status Report, . |  | Rev 0 | 2014-06-18 | X | X | X | X | X | X | X | X | X | X | X | X | X | X | X | X | X | X | X | X | X | X | X | X | X | X | X | X | X | X | X | X | n/a | X | X | X | X | X | X | X | X | X | X | n/a | n/a | n/a | n/a | n/a | n/a | n/a | X | n/a | n/a | n/a | n/a | X | X | X | n/a | n/a | X | n/a | n/a | n/a | X | X | n/a | n/a | n/a | n/a | n/a | X | n/a | n/a | X | X | X | n/a | n/a | n/a | n/a | n/a | n/a
FDI-0891 | LT1-31113-1722 |  | Installation of FDI LT1-31113-1722. Graphic Modifications |  | Rev 0 | 2014-06-28 | X | X | X | X | X | X | X | X | X | X | X | X | X | X | X | X | X | X | X | X | X | X | X | X | X | X | X | X | X | X | X | n/a | X | X | X | X | X | X | X | X | X | X | X | n/a | n/a | n/a | n/a | n/a | n/a | n/a | n/a | n/a | n/a | n/a | n/a | X | X | X | n/a | n/a | n/a | n/a | n/a | n/a | n/a | n/a | n/a | n/a | n/a | n/a | n/a | n/a | n/a | n/a | X | X | X | n/a | n/a | n/a | n/a | n/a | n/a
FDI-0892 | LT1-31113-1820 |  | Installation of FDI LT1-31113-1820 ICC Add/Modify Blocks, Add/Modify Historian Database points., Update Group Points file. |  | Rev 0 | 2014-06-28 | X | X | X | X | X | X | X | X | X | X | X | X | X | X | X | X | X | X | X | X | X | X | X | X | X | X | X | X | X | X | X | n/a | X | X | X | X | X | X | X | X | X | X | X | n/a | n/a | n/a | X | n/a | n/a | n/a | n/a | n/a | X | n/a | n/a | X | X | X | n/a | n/a | n/a | n/a | n/a | n/a | n/a | n/a | n/a | n/a | n/a | n/a | n/a | n/a | n/a | n/a | X | X | X | n/a | n/a | n/a | n/a | n/a | n/a
FDI-0893 | LT1-31113-1855 |  | Installation of FDI LT1-31113-1855. ICC Modifications, Graphic Modifications. |  | Rev 0 | 2015-07-14 | X | X | X | X | X | X | X | X | X | X | X | X | X | X | X | X | X | X | X | X | X | X | X | X | X | X | X | X | X | X | X | n/a | X | X | X | X | X | X | X | X | X | X | X | n/a | n/a | n/a | n/a | n/a | n/a | n/a | n/a | n/a | n/a | n/a | n/a | X | X | X | n/a | n/a | n/a | n/a | n/a | n/a | n/a | n/a | n/a | n/a | n/a | n/a | n/a | n/a | n/a | n/a | X | X | X | n/a | n/a | n/a | n/a | n/a | n/a
FDI-0894 | LT1-31113-1847 |  | Installation of FDI LT1-31113-1847. Graphic Modifications |  | Rev 0 | 2014-06-27 | X | X | X | X | X | X | X | X | X | X | X | X | X | X | X | X | X | X | X | X | X | X | X | X | X | X | X | X | X | X | X | n/a | X | X | X | X | X | X | X | X | X | X | X | n/a | n/a | n/a | n/a | n/a | n/a | n/a | n/a | n/a | n/a | n/a | n/a | X | X | X | n/a | n/a | n/a | n/a | n/a | n/a | n/a | n/a | n/a | n/a | n/a | n/a | n/a | n/a | n/a | n/a | X | X | X | n/a | n/a | n/a | n/a | n/a | n/a
FDI-0895 | LT1-31113-1849 |  | Installation of FDI LT1-31113-1849. MM Modifications |  | Rev 0 | 2014-07-01 | n/a | n/a | n/a | n/a | n/a | n/a | n/a | n/a | n/a | n/a | n/a | n/a | n/a | n/a | n/a | n/a | n/a | n/a | n/a | n/a | n/a | n/a | n/a | n/a | n/a | n/a | n/a | n/a | n/a | n/a | n/a | n/a | n/a | n/a | n/a | n/a | n/a | n/a | n/a | n/a | n/a | n/a | n/a | n/a | n/a | n/a | n/a | n/a | n/a | n/a | n/a | n/a | n/a | n/a | n/a | n/a | n/a | n/a | n/a | n/a | n/a | n/a | n/a | n/a | X | X | n/a | n/a | n/a | n/a | n/a | n/a | n/a | n/a | n/a | n/a | n/a | n/a | n/a | n/a | n/a | n/a | n/a
FDI-0896 | LT1-31113-1843 |  | Installation of FDI LT1-31113-1843 Updating AIM*AT to 3.3.1.153 by adding QF1189216 |  | Rev 1 | 2014-06-17 | n/a | n/a | n/a | n/a | n/a | n/a | n/a | n/a | n/a | n/a | n/a | n/a | n/a | n/a | n/a | n/a | n/a | n/a | n/a | n/a | n/a | n/a | n/a | n/a | n/a | n/a | n/a | n/a | n/a | n/a | n/a | n/a | n/a | n/a | n/a | n/a | n/a | n/a | n/a | n/a | n/a | n/a | n/a | X | X | X | X | X | X | X | X | X | X | X | X | n/a | n/a | n/a | n/a | n/a | n/a | n/a | X | n/a | n/a | n/a | n/a | n/a | n/a | n/a | n/a | n/a | n/a | n/a | n/a | n/a | n/a | n/a | n/a | n/a | n/a | n/a | n/a
FDI-0897 | LT1-31113-1858 |  | Installation of FDI LT1-31113-1858. Graphic Modifications |  | Rev 0 | 2014-08-20 | X | X | X | X | X | X | X | X | X | X | X | X | X | X | X | X | X | X | X | X | X | X | X | X | X | X | X | X | X | X | X | n/a | X | X | X | X | X | X | X | X | X | X | X | n/a | n/a | n/a | n/a | n/a | n/a | n/a | n/a | n/a | n/a | n/a | n/a | X | X | X | n/a | n/a | n/a | n/a | n/a | n/a | n/a | n/a | n/a | n/a | n/a | n/a | n/a | n/a | n/a | n/a | X | X | X | n/a | n/a | n/a | n/a | n/a | n/a
FDI-0898 | LT1-31113-1848 |  | Installation of FDI LT1-31113-1848. ICC Modifications |  | Rev 0 | 2014-07-14 | n/a | n/a | n/a | n/a | n/a | n/a | n/a | n/a | n/a | n/a | n/a | n/a | n/a | n/a | n/a | n/a | n/a | n/a | n/a | n/a | n/a | n/a | n/a | n/a | n/a | n/a | n/a | n/a | n/a | n/a | n/a | n/a | n/a | n/a | n/a | n/a | n/a | n/a | X | n/a | n/a | n/a | n/a | n/a | n/a | n/a | n/a | n/a | n/a | n/a | n/a | n/a | n/a | n/a | n/a | n/a | n/a | n/a | n/a | n/a | n/a | n/a | n/a | n/a | n/a | n/a | n/a | n/a | n/a | n/a | n/a | n/a | n/a | n/a | n/a | n/a | n/a | n/a | n/a | n/a | n/a | n/a | n/a
FDI-0899 | LT1-31113-1846 |  | Installation of FDI LT1-31113-1846. Graphic Modifications |  | Rev 0 | 2014-07-04 | X | X | X | X | X | X | X | X | X | X | X | X | X | X | X | X | X | X | X | X | X | X | X | X | X | X | X | X | X | X | X | n/a | X | X | X | X | X | X | X | X | X | X | X | n/a | n/a | n/a | n/a | n/a | n/a | n/a | n/a | n/a | n/a | n/a | n/a | X | X | X | n/a | n/a | n/a | n/a | n/a | n/a | n/a | n/a | n/a | n/a | n/a | n/a | n/a | n/a | n/a | n/a | X | X | X | n/a | n/a | n/a | n/a | n/a | n/a
FDI-0900 | LT1-31113-1758 |  | Installation of FDI LT1-31113-1758 ICC Add/Modify Blocks, Add/Modify Historian Database points., Update Group Points file. |  | Rev 0 | 2014-08-14 | X | X | X | X | X | X | X | X | X | X | X | X | X | X | X | X | X | X | X | X | X | X | X | X | X | X | X | X | X | X | X | n/a | X | X | X | X | X | X | X | X | X | X | X | n/a | X | n/a | X | X | X | n/a | X | X | n/a | n/a | n/a | X | X | X | n/a | n/a | n/a | n/a | n/a | n/a | n/a | n/a | n/a | n/a | n/a | n/a | n/a | n/a | n/a | n/a | X | X | X | n/a | n/a | n/a | n/a | n/a | n/a
FDI-0901 | LT1-31113-1850 |  | Installation of FDI LT1-31113-1850. ICC Modifications, Graphic Modifications. |  | Rev 0 | 2014-07-14 | X | X | X | X | X | X | X | X | X | X | X | X | X | X | X | X | X | X | X | X | X | X | X | X | X | X | X | X | X | X | X | n/a | X | X | X | X | X | X | X | X | X | X | X | n/a | n/a | n/a | n/a | n/a | n/a | n/a | n/a | n/a | n/a | n/a | n/a | X | X | X | n/a | n/a | n/a | n/a | n/a | n/a | n/a | n/a | n/a | n/a | n/a | n/a | n/a | n/a | n/a | n/a | X | X | X | n/a | n/a | n/a | n/a | n/a | n/a
FDI-0902 |  |  |  |  | Rev 0 |  | n/a | n/a | n/a | n/a | n/a | n/a | n/a | n/a | n/a | n/a | n/a | n/a | n/a | n/a | n/a | n/a | n/a | n/a | n/a | n/a | n/a | n/a | n/a | n/a | n/a | n/a | n/a | n/a | n/a | n/a | n/a | n/a | n/a | n/a | n/a | n/a | n/a | n/a | n/a | n/a | n/a | n/a | n/a | n/a | n/a | n/a | n/a | n/a | n/a | n/a | n/a | n/a | n/a | n/a | n/a | n/a | n/a | n/a | n/a | n/a | n/a | n/a | n/a | n/a | n/a | n/a | n/a | n/a | n/a | n/a | n/a | n/a | n/a | n/a | n/a | n/a | n/a | n/a | n/a | n/a | n/a | n/a | n/a
FDI-0903 | LT1-31113-1865 |  | Installation of FDI LT1-31113-1865. Graphic Modifications |  | Rev 0 | 2014-08-07 | X | X | X | X | X | X | X | X | X | X | X | X | X | X | X | X | X | X | X | X | X | X | X | X | X | X | X | X | X | X | X | n/a | X | X | X | X | X | X | X | X | X | X | X | n/a | n/a | n/a | n/a | n/a | n/a | n/a | n/a | n/a | n/a | n/a | n/a | X | X | X | n/a | n/a | n/a | n/a | n/a | n/a | n/a | n/a | n/a | n/a | n/a | n/a | n/a | n/a | n/a | n/a | X | X | X | n/a | n/a | n/a | n/a | n/a | n/a
FDI-0904 | LT1-31113-1870 |  | Installation of FDI LT1-31113-1870. Graphic Modifications |  | Rev 0 | 2014-08-07 | X | X | X | X | X | X | X | X | X | X | X | X | X | X | X | X | X | X | X | X | X | X | X | X | X | X | X | X | X | X | X | n/a | X | X | X | X | X | X | X | X | X | X | X | n/a | n/a | n/a | n/a | n/a | n/a | n/a | n/a | n/a | n/a | n/a | n/a | X | X | X | n/a | n/a | n/a | n/a | n/a | n/a | n/a | n/a | n/a | n/a | n/a | n/a | n/a | n/a | n/a | n/a | X | X | X | n/a | n/a | n/a | n/a | n/a | n/a
FDI-0905 | LT1-31113-1872 |  | Installation of FDI LT1-31113-1872. Exceed crash fix, foxboro.loc edit and registry update. |  | Rev 0 | 2014-08-07 | X | X | X | X | X | X | X | X | X | X | X | X | X | X | X | X | X | X | X | X | X | X | X | X | X | X | X | X | X | X | n/a | n/a | X | X | X | X | X | X | X | X | X | X | X | X | X | X | X | X | X | X | X | X | X | X | X | X | X | X | X | X | X | X | X | X | X | X | X | X | X | X | X | X | X | X | X | X | X | n/a | n/a | n/a | n/a | n/a | n/a
FDI-0906 | LT1-31113-1874 |  | Installation of FDI LT1-31113-1874. ICC Modifications, Graphic Modifications. |  | Rev 0 | 2014-08-07 | X | X | X | X | X | X | X | X | X | X | X | X | X | X | X | X | X | X | X | X | X | X | X | X | X | X | X | X | X | X | X | n/a | X | X | X | X | X | X | X | X | X | X | X | n/a | n/a | n/a | n/a | n/a | n/a | n/a | n/a | n/a | n/a | n/a | n/a | X | X | X | n/a | n/a | n/a | n/a | n/a | n/a | n/a | n/a | n/a | n/a | n/a | n/a | n/a | n/a | n/a | n/a | X | X | X | n/a | n/a | n/a | n/a | n/a | n/a
FDI-0907 | LT1-31113-1851 |  | Installation of FDI LT1-31113-1851. Graphic Modifications |  | Rev 0 | 2014-07-25 | X | X | X | X | X | X | X | X | X | X | X | X | X | X | X | X | X | X | X | X | X | X | X | X | X | X | X | X | X | X | X | n/a | X | X | X | X | X | X | X | X | X | X | X | n/a | n/a | n/a | n/a | n/a | n/a | n/a | n/a | n/a | n/a | n/a | n/a | X | X | X | n/a | n/a | n/a | n/a | n/a | n/a | n/a | n/a | n/a | n/a | n/a | n/a | n/a | n/a | n/a | n/a | X | X | X | n/a | n/a | n/a | n/a | n/a | n/a
FDI-0908 | LT1-31113-1860 |  | Installation of FDI LT1-31113-1860. ICC Modifications, Graphic Modifications, Historian Modifications, Group Points Update, Update Block Status Report. |  | Rev 0 | 2014-08-22 | X | X | X | X | X | X | X | X | X | X | X | X | X | X | X | X | X | X | X | X | X | X | X | X | X | X | X | X | X | X | X | n/a | X | X | X | X | X | X | X | X | X | X | X | n/a | n/a | n/a | n/a | n/a | n/a | n/a | X | n/a | n/a | n/a | n/a | X | X | X | n/a | n/a | n/a | n/a | n/a | n/a | n/a | n/a | n/a | n/a | n/a | n/a | n/a | X | n/a | n/a | X | X | X | n/a | n/a | n/a | n/a | n/a | n/a
FDI-0909 | LT1-31113-1876 |  | Installation of FDI LT1-31113-1876. Graphic Modifications |  | Rev 0 | 2014-08-11 | X | X | X | X | X | X | X | X | X | X | X | X | X | X | X | X | X | X | X | X | X | X | X | X | X | X | X | X | X | X | X | n/a | X | X | X | X | X | X | X | X | X | X | X | n/a | n/a | n/a | n/a | n/a | n/a | n/a | n/a | n/a | n/a | n/a | n/a | X | X | X | n/a | n/a | n/a | n/a | n/a | n/a | n/a | n/a | n/a | n/a | n/a | n/a | n/a | n/a | n/a | n/a | X | X | X | n/a | n/a | n/a | n/a | n/a | n/a
FDI-0910 | LT1-31113-1883 |  | Installation of FDI LT1-31113-1883 Add/Modify Historian Database points., Update Group Points file. |  | Rev 0 | 2014-08-12 | X | X | X | X | X | X | X | X | X | X | X | X | X | X | X | X | X | X | X | X | X | X | X | X | X | X | X | X | X | X | X | n/a | X | X | X | X | X | X | X | X | X | X | X | n/a | n/a | n/a | n/a | X | n/a | n/a | X | n/a | X | n/a | n/a | X | X | X | n/a | n/a | n/a | n/a | n/a | n/a | n/a | n/a | n/a | n/a | n/a | n/a | n/a | n/a | n/a | n/a | X | X | X | n/a | n/a | n/a | n/a | n/a | n/a
FDI-0911 | LT1-31113-1491 |  | Installation of FDI LT1-31113-1491. ICC Add/Modify Blocks, Update Daily & Shift Reports. |  | Rev 0 | 2014-08-11 | n/a | n/a | n/a | n/a | n/a | n/a | n/a | n/a | n/a | n/a | n/a | n/a | n/a | n/a | n/a | n/a | n/a | n/a | n/a | n/a | n/a | n/a | n/a | n/a | n/a | n/a | n/a | n/a | n/a | n/a | n/a | n/a | n/a | n/a | n/a | n/a | n/a | X | n/a | n/a | n/a | n/a | n/a | n/a | n/a | n/a | n/a | n/a | n/a | n/a | n/a | n/a | n/a | n/a | n/a | n/a | n/a | n/a | n/a | n/a | n/a | n/a | n/a | n/a | n/a | n/a | n/a | n/a | n/a | n/a | X | n/a | n/a | n/a | n/a | n/a | n/a | n/a | n/a | n/a | n/a | n/a | n/a
FDI-0912 | LT1-31113-1886 |  | Installation of FDI LT1-31113-1886. ICC Add/Modify Blocks, Add/Modify Historian Database points., Update Group Points file, MM Update, OLPS Update, Update Block Status Report, . |  | Rev 0 |  | X | X | X | X | X | X | X | X | X | X | X | X | X | X | X | X | X | X | X | X | X | X | X | X | X | X | X | X | X | X | X | X | n/a | X | X | X | X | X | X | X | X | X | X | n/a | n/a | n/a | n/a | X | n/a | n/a | n/a | n/a | n/a | n/a | n/a | X | X | X | n/a | n/a | X | n/a | n/a | n/a | X | X | n/a | n/a | n/a | n/a | n/a | X | n/a | n/a | X | X | X | n/a | n/a | n/a | n/a | n/a | n/a
FDI-0913 | LT1-31113-1884 |  | Installation of FDI LT1-31113-1884. ICC Add/Modify Blocks, Add/Modify Historian Database points., Update Group Points file, MM Update, OLPS Update, Update Block Status Report, . |  | Rev 0 |  | X | X | X | X | X | X | X | X | X | X | X | X | X | X | X | X | X | X | X | X | X | X | X | X | X | X | X | X | X | X | X | X | n/a | X | X | X | X | X | X | X | X | X | X | n/a | n/a | n/a | n/a | n/a | X | n/a | n/a | n/a | n/a | n/a | n/a | X | X | X | n/a | n/a | X | n/a | n/a | n/a | X | X | n/a | n/a | n/a | n/a | n/a | X | n/a | n/a | X | X | X | n/a | n/a | n/a | n/a | n/a | n/a
FDI-0914 | LT1-31113-1864 |  | Installation of FDI LT1-31113-1864. ICC Modifications |  | Rev 0 |  | n/a | n/a | n/a | n/a | n/a | n/a | n/a | n/a | n/a | n/a | n/a | n/a | n/a | n/a | n/a | n/a | n/a | n/a | n/a | n/a | n/a | n/a | n/a | n/a | n/a | n/a | n/a | n/a | n/a | n/a | n/a | n/a | n/a | n/a | n/a | n/a | n/a | n/a | n/a | X | X | n/a | n/a | n/a | n/a | n/a | n/a | n/a | n/a | n/a | n/a | n/a | n/a | n/a | n/a | n/a | n/a | n/a | n/a | n/a | n/a | n/a | n/a | n/a | n/a | n/a | n/a | n/a | n/a | n/a | n/a | n/a | n/a | n/a | n/a | n/a | n/a | n/a | n/a | n/a | n/a | n/a | n/a
FDI-0915 | LT1-31113-1419 |  | Installation of FDI LT1-31113-1419.MM Update, OLPS Update. |  | Rev 0 |  | n/a | n/a | n/a | n/a | n/a | n/a | n/a | n/a | n/a | n/a | n/a | n/a | n/a | n/a | n/a | n/a | n/a | n/a | n/a | n/a | n/a | n/a | n/a | n/a | n/a | n/a | n/a | n/a | n/a | n/a | n/a | n/a | n/a | n/a | n/a | n/a | n/a | n/a | n/a | n/a | n/a | n/a | n/a | n/a | n/a | n/a | n/a | n/a | n/a | n/a | n/a | n/a | n/a | n/a | n/a | n/a | n/a | n/a | n/a | n/a | X | n/a | n/a | n/a | X | X | n/a | n/a | n/a | n/a | n/a | n/a | n/a | n/a | n/a | n/a | n/a | n/a | n/a | n/a | n/a | n/a | n/a
FDI-0916 | LT1-31113-1888 |  | Installation of FDI LT1-31113-1888. Graphic Modifications |  | Rev 0 |  | X | X | X | X | X | X | X | X | X | X | X | X | X | X | X | X | X | X | X | X | X | X | X | X | X | X | X | X | X | X | X | n/a | X | X | X | X | X | X | X | X | X | X | X | n/a | n/a | n/a | n/a | n/a | n/a | n/a | n/a | n/a | n/a | n/a | n/a | X | X | X | n/a | n/a | n/a | n/a | n/a | n/a | n/a | n/a | n/a | n/a | n/a | n/a | n/a | n/a | n/a | n/a | X | X | X | n/a | n/a | n/a | n/a | n/a | n/a
FDI-0917 |  |  |  |  | Rev 0 |  | n/a | n/a | n/a | n/a | n/a | n/a | n/a | n/a | n/a | n/a | n/a | n/a | n/a | n/a | n/a | n/a | n/a | n/a | n/a | n/a | n/a | n/a | n/a | n/a | n/a | n/a | n/a | n/a | n/a | n/a | n/a | n/a | n/a | n/a | n/a | n/a | n/a | n/a | n/a | n/a | n/a | n/a | n/a | n/a | n/a | n/a | n/a | n/a | n/a | n/a | n/a | n/a | n/a | n/a | n/a | n/a | n/a | n/a | n/a | n/a | n/a | n/a | n/a | n/a | n/a | n/a | n/a | n/a | n/a | n/a | n/a | n/a | n/a | n/a | n/a | n/a | n/a | n/a | n/a | n/a | n/a | n/a | n/a
FDI-0918 |  |  |  |  | Rev 0 |  | n/a | n/a | n/a | n/a | n/a | n/a | n/a | n/a | n/a | n/a | n/a | n/a | n/a | n/a | n/a | n/a | n/a | n/a | n/a | n/a | n/a | n/a | n/a | n/a | n/a | n/a | n/a | n/a | n/a | n/a | n/a | n/a | n/a | n/a | n/a | n/a | n/a | n/a | n/a | n/a | n/a | n/a | n/a | n/a | n/a | n/a | n/a | n/a | n/a | n/a | n/a | n/a | n/a | n/a | n/a | n/a | n/a | n/a | n/a | n/a | n/a | n/a | n/a | n/a | n/a | n/a | n/a | n/a | n/a | n/a | n/a | n/a | n/a | n/a | n/a | n/a | n/a | n/a | n/a | n/a | n/a | n/a | n/a
FDI-0919 |  |  |  |  | Rev 0 |  | n/a | n/a | n/a | n/a | n/a | n/a | n/a | n/a | n/a | n/a | n/a | n/a | n/a | n/a | n/a | n/a | n/a | n/a | n/a | n/a | n/a | n/a | n/a | n/a | n/a | n/a | n/a | n/a | n/a | n/a | n/a | n/a | n/a | n/a | n/a | n/a | n/a | n/a | n/a | n/a | n/a | n/a | n/a | n/a | n/a | n/a | n/a | n/a | n/a | n/a | n/a | n/a | n/a | n/a | n/a | n/a | n/a | n/a | n/a | n/a | n/a | n/a | n/a | n/a | n/a | n/a | n/a | n/a | n/a | n/a | n/a | n/a | n/a | n/a | n/a | n/a | n/a | n/a | n/a | n/a | n/a | n/a | n/a
FDI-0920 |  |  |  |  | Rev 0 |  | n/a | n/a | n/a | n/a | n/a | n/a | n/a | n/a | n/a | n/a | n/a | n/a | n/a | n/a | n/a | n/a | n/a | n/a | n/a | n/a | n/a | n/a | n/a | n/a | n/a | n/a | n/a | n/a | n/a | n/a | n/a | n/a | n/a | n/a | n/a | n/a | n/a | n/a | n/a | n/a | n/a | n/a | n/a | n/a | n/a | n/a | n/a | n/a | n/a | n/a | n/a | n/a | n/a | n/a | n/a | n/a | n/a | n/a | n/a | n/a | n/a | n/a | n/a | n/a | n/a | n/a | n/a | n/a | n/a | n/a | n/a | n/a | n/a | n/a | n/a | n/a | n/a | n/a | n/a | n/a | n/a | n/a | n/a
FDI-0921 |  |  |  |  | Rev 0 |  | n/a | n/a | n/a | n/a | n/a | n/a | n/a | n/a | n/a | n/a | n/a | n/a | n/a | n/a | n/a | n/a | n/a | n/a | n/a | n/a | n/a | n/a | n/a | n/a | n/a | n/a | n/a | n/a | n/a | n/a | n/a | n/a | n/a | n/a | n/a | n/a | n/a | n/a | n/a | n/a | n/a | n/a | n/a | n/a | n/a | n/a | n/a | n/a | n/a | n/a | n/a | n/a | n/a | n/a | n/a | n/a | n/a | n/a | n/a | n/a | n/a | n/a | n/a | n/a | n/a | n/a | n/a | n/a | n/a | n/a | n/a | n/a | n/a | n/a | n/a | n/a | n/a | n/a | n/a | n/a | n/a | n/a | n/a
FDI-0922 |  |  |  |  | Rev 0 |  | n/a | n/a | n/a | n/a | n/a | n/a | n/a | n/a | n/a | n/a | n/a | n/a | n/a | n/a | n/a | n/a | n/a | n/a | n/a | n/a | n/a | n/a | n/a | n/a | n/a | n/a | n/a | n/a | n/a | n/a | n/a | n/a | n/a | n/a | n/a | n/a | n/a | n/a | n/a | n/a | n/a | n/a | n/a | n/a | n/a | n/a | n/a | n/a | n/a | n/a | n/a | n/a | n/a | n/a | n/a | n/a | n/a | n/a | n/a | n/a | n/a | n/a | n/a | n/a | n/a | n/a | n/a | n/a | n/a | n/a | n/a | n/a | n/a | n/a | n/a | n/a | n/a | n/a | n/a | n/a | n/a | n/a | n/a
FDI-0923 |  |  |  |  | Rev 0 |  | n/a | n/a | n/a | n/a | n/a | n/a | n/a | n/a | n/a | n/a | n/a | n/a | n/a | n/a | n/a | n/a | n/a | n/a | n/a | n/a | n/a | n/a | n/a | n/a | n/a | n/a | n/a | n/a | n/a | n/a | n/a | n/a | n/a | n/a | n/a | n/a | n/a | n/a | n/a | n/a | n/a | n/a | n/a | n/a | n/a | n/a | n/a | n/a | n/a | n/a | n/a | n/a | n/a | n/a | n/a | n/a | n/a | n/a | n/a | n/a | n/a | n/a | n/a | n/a | n/a | n/a | n/a | n/a | n/a | n/a | n/a | n/a | n/a | n/a | n/a | n/a | n/a | n/a | n/a | n/a | n/a | n/a | n/a
FDI-0924 |  |  |  |  | Rev 0 |  | n/a | n/a | n/a | n/a | n/a | n/a | n/a | n/a | n/a | n/a | n/a | n/a | n/a | n/a | n/a | n/a | n/a | n/a | n/a | n/a | n/a | n/a | n/a | n/a | n/a | n/a | n/a | n/a | n/a | n/a | n/a | n/a | n/a | n/a | n/a | n/a | n/a | n/a | n/a | n/a | n/a | n/a | n/a | n/a | n/a | n/a | n/a | n/a | n/a | n/a | n/a | n/a | n/a | n/a | n/a | n/a | n/a | n/a | n/a | n/a | n/a | n/a | n/a | n/a | n/a | n/a | n/a | n/a | n/a | n/a | n/a | n/a | n/a | n/a | n/a | n/a | n/a | n/a | n/a | n/a | n/a | n/a | n/a
FDI-0925 |  |  |  |  | Rev 0 |  | n/a | n/a | n/a | n/a | n/a | n/a | n/a | n/a | n/a | n/a | n/a | n/a | n/a | n/a | n/a | n/a | n/a | n/a | n/a | n/a | n/a | n/a | n/a | n/a | n/a | n/a | n/a | n/a | n/a | n/a | n/a | n/a | n/a | n/a | n/a | n/a | n/a | n/a | n/a | n/a | n/a | n/a | n/a | n/a | n/a | n/a | n/a | n/a | n/a | n/a | n/a | n/a | n/a | n/a | n/a | n/a | n/a | n/a | n/a | n/a | n/a | n/a | n/a | n/a | n/a | n/a | n/a | n/a | n/a | n/a | n/a | n/a | n/a | n/a | n/a | n/a | n/a | n/a | n/a | n/a | n/a | n/a | n/a
FDI-0926 |  |  |  |  | Rev 0 |  | n/a | n/a | n/a | n/a | n/a | n/a | n/a | n/a | n/a | n/a | n/a | n/a | n/a | n/a | n/a | n/a | n/a | n/a | n/a | n/a | n/a | n/a | n/a | n/a | n/a | n/a | n/a | n/a | n/a | n/a | n/a | n/a | n/a | n/a | n/a | n/a | n/a | n/a | n/a | n/a | n/a | n/a | n/a | n/a | n/a | n/a | n/a | n/a | n/a | n/a | n/a | n/a | n/a | n/a | n/a | n/a | n/a | n/a | n/a | n/a | n/a | n/a | n/a | n/a | n/a | n/a | n/a | n/a | n/a | n/a | n/a | n/a | n/a | n/a | n/a | n/a | n/a | n/a | n/a | n/a | n/a | n/a | n/a
FDI-0927 |  |  |  |  | Rev 0 |  | n/a | n/a | n/a | n/a | n/a | n/a | n/a | n/a | n/a | n/a | n/a | n/a | n/a | n/a | n/a | n/a | n/a | n/a | n/a | n/a | n/a | n/a | n/a | n/a | n/a | n/a | n/a | n/a | n/a | n/a | n/a | n/a | n/a | n/a | n/a | n/a | n/a | n/a | n/a | n/a | n/a | n/a | n/a | n/a | n/a | n/a | n/a | n/a | n/a | n/a | n/a | n/a | n/a | n/a | n/a | n/a | n/a | n/a | n/a | n/a | n/a | n/a | n/a | n/a | n/a | n/a | n/a | n/a | n/a | n/a | n/a | n/a | n/a | n/a | n/a | n/a | n/a | n/a | n/a | n/a | n/a | n/a | n/a
FDI-0928 |  |  |  |  | Rev 0 |  | n/a | n/a | n/a | n/a | n/a | n/a | n/a | n/a | n/a | n/a | n/a | n/a | n/a | n/a | n/a | n/a | n/a | n/a | n/a | n/a | n/a | n/a | n/a | n/a | n/a | n/a | n/a | n/a | n/a | n/a | n/a | n/a | n/a | n/a | n/a | n/a | n/a | n/a | n/a | n/a | n/a | n/a | n/a | n/a | n/a | n/a | n/a | n/a | n/a | n/a | n/a | n/a | n/a | n/a | n/a | n/a | n/a | n/a | n/a | n/a | n/a | n/a | n/a | n/a | n/a | n/a | n/a | n/a | n/a | n/a | n/a | n/a | n/a | n/a | n/a | n/a | n/a | n/a | n/a | n/a | n/a | n/a | n/a
FDI-0929 |  |  |  |  | Rev 0 |  | n/a | n/a | n/a | n/a | n/a | n/a | n/a | n/a | n/a | n/a | n/a | n/a | n/a | n/a | n/a | n/a | n/a | n/a | n/a | n/a | n/a | n/a | n/a | n/a | n/a | n/a | n/a | n/a | n/a | n/a | n/a | n/a | n/a | n/a | n/a | n/a | n/a | n/a | n/a | n/a | n/a | n/a | n/a | n/a | n/a | n/a | n/a | n/a | n/a | n/a | n/a | n/a | n/a | n/a | n/a | n/a | n/a | n/a | n/a | n/a | n/a | n/a | n/a | n/a | n/a | n/a | n/a | n/a | n/a | n/a | n/a | n/a | n/a | n/a | n/a | n/a | n/a | n/a | n/a | n/a | n/a | n/a | n/a
FDI-0930 |  |  |  |  | Rev 0 |  | n/a | n/a | n/a | n/a | n/a | n/a | n/a | n/a | n/a | n/a | n/a | n/a | n/a | n/a | n/a | n/a | n/a | n/a | n/a | n/a | n/a | n/a | n/a | n/a | n/a | n/a | n/a | n/a | n/a | n/a | n/a | n/a | n/a | n/a | n/a | n/a | n/a | n/a | n/a | n/a | n/a | n/a | n/a | n/a | n/a | n/a | n/a | n/a | n/a | n/a | n/a | n/a | n/a | n/a | n/a | n/a | n/a | n/a | n/a | n/a | n/a | n/a | n/a | n/a | n/a | n/a | n/a | n/a | n/a | n/a | n/a | n/a | n/a | n/a | n/a | n/a | n/a | n/a | n/a | n/a | n/a | n/a | n/a
FDI-0931 |  |  |  |  | Rev 0 |  | n/a | n/a | n/a | n/a | n/a | n/a | n/a | n/a | n/a | n/a | n/a | n/a | n/a | n/a | n/a | n/a | n/a | n/a | n/a | n/a | n/a | n/a | n/a | n/a | n/a | n/a | n/a | n/a | n/a | n/a | n/a | n/a | n/a | n/a | n/a | n/a | n/a | n/a | n/a | n/a | n/a | n/a | n/a | n/a | n/a | n/a | n/a | n/a | n/a | n/a | n/a | n/a | n/a | n/a | n/a | n/a | n/a | n/a | n/a | n/a | n/a | n/a | n/a | n/a | n/a | n/a | n/a | n/a | n/a | n/a | n/a | n/a | n/a | n/a | n/a | n/a | n/a | n/a | n/a | n/a | n/a | n/a | n/a
FDI-0932 |  |  |  |  | Rev 0 |  | n/a | n/a | n/a | n/a | n/a | n/a | n/a | n/a | n/a | n/a | n/a | n/a | n/a | n/a | n/a | n/a | n/a | n/a | n/a | n/a | n/a | n/a | n/a | n/a | n/a | n/a | n/a | n/a | n/a | n/a | n/a | n/a | n/a | n/a | n/a | n/a | n/a | n/a | n/a | n/a | n/a | n/a | n/a | n/a | n/a | n/a | n/a | n/a | n/a | n/a | n/a | n/a | n/a | n/a | n/a | n/a | n/a | n/a | n/a | n/a | n/a | n/a | n/a | n/a | n/a | n/a | n/a | n/a | n/a | n/a | n/a | n/a | n/a | n/a | n/a | n/a | n/a | n/a | n/a | n/a | n/a | n/a | n/a
FDI-0933 |  |  |  |  | Rev 0 |  | n/a | n/a | n/a | n/a | n/a | n/a | n/a | n/a | n/a | n/a | n/a | n/a | n/a | n/a | n/a | n/a | n/a | n/a | n/a | n/a | n/a | n/a | n/a | n/a | n/a | n/a | n/a | n/a | n/a | n/a | n/a | n/a | n/a | n/a | n/a | n/a | n/a | n/a | n/a | n/a | n/a | n/a | n/a | n/a | n/a | n/a | n/a | n/a | n/a | n/a | n/a | n/a | n/a | n/a | n/a | n/a | n/a | n/a | n/a | n/a | n/a | n/a | n/a | n/a | n/a | n/a | n/a | n/a | n/a | n/a | n/a | n/a | n/a | n/a | n/a | n/a | n/a | n/a | n/a | n/a | n/a | n/a | n/a
FDI-0934 |  |  |  |  | Rev 0 |  | n/a | n/a | n/a | n/a | n/a | n/a | n/a | n/a | n/a | n/a | n/a | n/a | n/a | n/a | n/a | n/a | n/a | n/a | n/a | n/a | n/a | n/a | n/a | n/a | n/a | n/a | n/a | n/a | n/a | n/a | n/a | n/a | n/a | n/a | n/a | n/a | n/a | n/a | n/a | n/a | n/a | n/a | n/a | n/a | n/a | n/a | n/a | n/a | n/a | n/a | n/a | n/a | n/a | n/a | n/a | n/a | n/a | n/a | n/a | n/a | n/a | n/a | n/a | n/a | n/a | n/a | n/a | n/a | n/a | n/a | n/a | n/a | n/a | n/a | n/a | n/a | n/a | n/a | n/a | n/a | n/a | n/a | n/a
FDI-0935 |  |  |  |  | Rev 0 |  | n/a | n/a | n/a | n/a | n/a | n/a | n/a | n/a | n/a | n/a | n/a | n/a | n/a | n/a | n/a | n/a | n/a | n/a | n/a | n/a | n/a | n/a | n/a | n/a | n/a | n/a | n/a | n/a | n/a | n/a | n/a | n/a | n/a | n/a | n/a | n/a | n/a | n/a | n/a | n/a | n/a | n/a | n/a | n/a | n/a | n/a | n/a | n/a | n/a | n/a | n/a | n/a | n/a | n/a | n/a | n/a | n/a | n/a | n/a | n/a | n/a | n/a | n/a | n/a | n/a | n/a | n/a | n/a | n/a | n/a | n/a | n/a | n/a | n/a | n/a | n/a | n/a | n/a | n/a | n/a | n/a | n/a | n/a
FDI-0936 |  |  |  |  | Rev 0 |  | n/a | n/a | n/a | n/a | n/a | n/a | n/a | n/a | n/a | n/a | n/a | n/a | n/a | n/a | n/a | n/a | n/a | n/a | n/a | n/a | n/a | n/a | n/a | n/a | n/a | n/a | n/a | n/a | n/a | n/a | n/a | n/a | n/a | n/a | n/a | n/a | n/a | n/a | n/a | n/a | n/a | n/a | n/a | n/a | n/a | n/a | n/a | n/a | n/a | n/a | n/a | n/a | n/a | n/a | n/a | n/a | n/a | n/a | n/a | n/a | n/a | n/a | n/a | n/a | n/a | n/a | n/a | n/a | n/a | n/a | n/a | n/a | n/a | n/a | n/a | n/a | n/a | n/a | n/a | n/a | n/a | n/a | n/a
FDI-0937 |  |  |  |  | Rev 0 |  | n/a | n/a | n/a | n/a | n/a | n/a | n/a | n/a | n/a | n/a | n/a | n/a | n/a | n/a | n/a | n/a | n/a | n/a | n/a | n/a | n/a | n/a | n/a | n/a | n/a | n/a | n/a | n/a | n/a | n/a | n/a | n/a | n/a | n/a | n/a | n/a | n/a | n/a | n/a | n/a | n/a | n/a | n/a | n/a | n/a | n/a | n/a | n/a | n/a | n/a | n/a | n/a | n/a | n/a | n/a | n/a | n/a | n/a | n/a | n/a | n/a | n/a | n/a | n/a | n/a | n/a | n/a | n/a | n/a | n/a | n/a | n/a | n/a | n/a | n/a | n/a | n/a | n/a | n/a | n/a | n/a | n/a | n/a
FDI-0938 |  |  |  |  | Rev 0 |  | n/a | n/a | n/a | n/a | n/a | n/a | n/a | n/a | n/a | n/a | n/a | n/a | n/a | n/a | n/a | n/a | n/a | n/a | n/a | n/a | n/a | n/a | n/a | n/a | n/a | n/a | n/a | n/a | n/a | n/a | n/a | n/a | n/a | n/a | n/a | n/a | n/a | n/a | n/a | n/a | n/a | n/a | n/a | n/a | n/a | n/a | n/a | n/a | n/a | n/a | n/a | n/a | n/a | n/a | n/a | n/a | n/a | n/a | n/a | n/a | n/a | n/a | n/a | n/a | n/a | n/a | n/a | n/a | n/a | n/a | n/a | n/a | n/a | n/a | n/a | n/a | n/a | n/a | n/a | n/a | n/a | n/a | n/a
FDI-0939 |  |  |  |  | Rev 0 |  | n/a | n/a | n/a | n/a | n/a | n/a | n/a | n/a | n/a | n/a | n/a | n/a | n/a | n/a | n/a | n/a | n/a | n/a | n/a | n/a | n/a | n/a | n/a | n/a | n/a | n/a | n/a | n/a | n/a | n/a | n/a | n/a | n/a | n/a | n/a | n/a | n/a | n/a | n/a | n/a | n/a | n/a | n/a | n/a | n/a | n/a | n/a | n/a | n/a | n/a | n/a | n/a | n/a | n/a | n/a | n/a | n/a | n/a | n/a | n/a | n/a | n/a | n/a | n/a | n/a | n/a | n/a | n/a | n/a | n/a | n/a | n/a | n/a | n/a | n/a | n/a | n/a | n/a | n/a | n/a | n/a | n/a | n/a
FDI-0940 |  |  |  |  | Rev 0 |  | n/a | n/a | n/a | n/a | n/a | n/a | n/a | n/a | n/a | n/a | n/a | n/a | n/a | n/a | n/a | n/a | n/a | n/a | n/a | n/a | n/a | n/a | n/a | n/a | n/a | n/a | n/a | n/a | n/a | n/a | n/a | n/a | n/a | n/a | n/a | n/a | n/a | n/a | n/a | n/a | n/a | n/a | n/a | n/a | n/a | n/a | n/a | n/a | n/a | n/a | n/a | n/a | n/a | n/a | n/a | n/a | n/a | n/a | n/a | n/a | n/a | n/a | n/a | n/a | n/a | n/a | n/a | n/a | n/a | n/a | n/a | n/a | n/a | n/a | n/a | n/a | n/a | n/a | n/a | n/a | n/a | n/a | n/a
FDI-0941 |  |  |  |  | Rev 0 |  | n/a | n/a | n/a | n/a | n/a | n/a | n/a | n/a | n/a | n/a | n/a | n/a | n/a | n/a | n/a | n/a | n/a | n/a | n/a | n/a | n/a | n/a | n/a | n/a | n/a | n/a | n/a | n/a | n/a | n/a | n/a | n/a | n/a | n/a | n/a | n/a | n/a | n/a | n/a | n/a | n/a | n/a | n/a | n/a | n/a | n/a | n/a | n/a | n/a | n/a | n/a | n/a | n/a | n/a | n/a | n/a | n/a | n/a | n/a | n/a | n/a | n/a | n/a | n/a | n/a | n/a | n/a | n/a | n/a | n/a | n/a | n/a | n/a | n/a | n/a | n/a | n/a | n/a | n/a | n/a | n/a | n/a | n/a
FDI-0942 |  |  |  |  | Rev 0 |  | n/a | n/a | n/a | n/a | n/a | n/a | n/a | n/a | n/a | n/a | n/a | n/a | n/a | n/a | n/a | n/a | n/a | n/a | n/a | n/a | n/a | n/a | n/a | n/a | n/a | n/a | n/a | n/a | n/a | n/a | n/a | n/a | n/a | n/a | n/a | n/a | n/a | n/a | n/a | n/a | n/a | n/a | n/a | n/a | n/a | n/a | n/a | n/a | n/a | n/a | n/a | n/a | n/a | n/a | n/a | n/a | n/a | n/a | n/a | n/a | n/a | n/a | n/a | n/a | n/a | n/a | n/a | n/a | n/a | n/a | n/a | n/a | n/a | n/a | n/a | n/a | n/a | n/a | n/a | n/a | n/a | n/a | n/a
FDI-0943 |  |  |  |  | Rev 0 |  | n/a | n/a | n/a | n/a | n/a | n/a | n/a | n/a | n/a | n/a | n/a | n/a | n/a | n/a | n/a | n/a | n/a | n/a | n/a | n/a | n/a | n/a | n/a | n/a | n/a | n/a | n/a | n/a | n/a | n/a | n/a | n/a | n/a | n/a | n/a | n/a | n/a | n/a | n/a | n/a | n/a | n/a | n/a | n/a | n/a | n/a | n/a | n/a | n/a | n/a | n/a | n/a | n/a | n/a | n/a | n/a | n/a | n/a | n/a | n/a | n/a | n/a | n/a | n/a | n/a | n/a | n/a | n/a | n/a | n/a | n/a | n/a | n/a | n/a | n/a | n/a | n/a | n/a | n/a | n/a | n/a | n/a | n/a
FDI-0944 |  |  |  |  | Rev 0 |  | n/a | n/a | n/a | n/a | n/a | n/a | n/a | n/a | n/a | n/a | n/a | n/a | n/a | n/a | n/a | n/a | n/a | n/a | n/a | n/a | n/a | n/a | n/a | n/a | n/a | n/a | n/a | n/a | n/a | n/a | n/a | n/a | n/a | n/a | n/a | n/a | n/a | n/a | n/a | n/a | n/a | n/a | n/a | n/a | n/a | n/a | n/a | n/a | n/a | n/a | n/a | n/a | n/a | n/a | n/a | n/a | n/a | n/a | n/a | n/a | n/a | n/a | n/a | n/a | n/a | n/a | n/a | n/a | n/a | n/a | n/a | n/a | n/a | n/a | n/a | n/a | n/a | n/a | n/a | n/a | n/a | n/a | n/a
FDI-0945 |  |  |  |  | Rev 0 |  | n/a | n/a | n/a | n/a | n/a | n/a | n/a | n/a | n/a | n/a | n/a | n/a | n/a | n/a | n/a | n/a | n/a | n/a | n/a | n/a | n/a | n/a | n/a | n/a | n/a | n/a | n/a | n/a | n/a | n/a | n/a | n/a | n/a | n/a | n/a | n/a | n/a | n/a | n/a | n/a | n/a | n/a | n/a | n/a | n/a | n/a | n/a | n/a | n/a | n/a | n/a | n/a | n/a | n/a | n/a | n/a | n/a | n/a | n/a | n/a | n/a | n/a | n/a | n/a | n/a | n/a | n/a | n/a | n/a | n/a | n/a | n/a | n/a | n/a | n/a | n/a | n/a | n/a | n/a | n/a | n/a | n/a | n/a
FDI-0946 |  |  |  |  | Rev 0 |  | n/a | n/a | n/a | n/a | n/a | n/a | n/a | n/a | n/a | n/a | n/a | n/a | n/a | n/a | n/a | n/a | n/a | n/a | n/a | n/a | n/a | n/a | n/a | n/a | n/a | n/a | n/a | n/a | n/a | n/a | n/a | n/a | n/a | n/a | n/a | n/a | n/a | n/a | n/a | n/a | n/a | n/a | n/a | n/a | n/a | n/a | n/a | n/a | n/a | n/a | n/a | n/a | n/a | n/a | n/a | n/a | n/a | n/a | n/a | n/a | n/a | n/a | n/a | n/a | n/a | n/a | n/a | n/a | n/a | n/a | n/a | n/a | n/a | n/a | n/a | n/a | n/a | n/a | n/a | n/a | n/a | n/a | n/a
FDI-0947 |  |  |  |  | Rev 0 |  | n/a | n/a | n/a | n/a | n/a | n/a | n/a | n/a | n/a | n/a | n/a | n/a | n/a | n/a | n/a | n/a | n/a | n/a | n/a | n/a | n/a | n/a | n/a | n/a | n/a | n/a | n/a | n/a | n/a | n/a | n/a | n/a | n/a | n/a | n/a | n/a | n/a | n/a | n/a | n/a | n/a | n/a | n/a | n/a | n/a | n/a | n/a | n/a | n/a | n/a | n/a | n/a | n/a | n/a | n/a | n/a | n/a | n/a | n/a | n/a | n/a | n/a | n/a | n/a | n/a | n/a | n/a | n/a | n/a | n/a | n/a | n/a | n/a | n/a | n/a | n/a | n/a | n/a | n/a | n/a | n/a | n/a | n/a
FDI-0948 |  |  |  |  | Rev 0 |  | n/a | n/a | n/a | n/a | n/a | n/a | n/a | n/a | n/a | n/a | n/a | n/a | n/a | n/a | n/a | n/a | n/a | n/a | n/a | n/a | n/a | n/a | n/a | n/a | n/a | n/a | n/a | n/a | n/a | n/a | n/a | n/a | n/a | n/a | n/a | n/a | n/a | n/a | n/a | n/a | n/a | n/a | n/a | n/a | n/a | n/a | n/a | n/a | n/a | n/a | n/a | n/a | n/a | n/a | n/a | n/a | n/a | n/a | n/a | n/a | n/a | n/a | n/a | n/a | n/a | n/a | n/a | n/a | n/a | n/a | n/a | n/a | n/a | n/a | n/a | n/a | n/a | n/a | n/a | n/a | n/a | n/a | n/a
FDI-0949 |  |  |  |  | Rev 0 |  | n/a | n/a | n/a | n/a | n/a | n/a | n/a | n/a | n/a | n/a | n/a | n/a | n/a | n/a | n/a | n/a | n/a | n/a | n/a | n/a | n/a | n/a | n/a | n/a | n/a | n/a | n/a | n/a | n/a | n/a | n/a | n/a | n/a | n/a | n/a | n/a | n/a | n/a | n/a | n/a | n/a | n/a | n/a | n/a | n/a | n/a | n/a | n/a | n/a | n/a | n/a | n/a | n/a | n/a | n/a | n/a | n/a | n/a | n/a | n/a | n/a | n/a | n/a | n/a | n/a | n/a | n/a | n/a | n/a | n/a | n/a | n/a | n/a | n/a | n/a | n/a | n/a | n/a | n/a | n/a | n/a | n/a | n/a
FDI-0950 |  |  |  |  | Rev 0 |  | n/a | n/a | n/a | n/a | n/a | n/a | n/a | n/a | n/a | n/a | n/a | n/a | n/a | n/a | n/a | n/a | n/a | n/a | n/a | n/a | n/a | n/a | n/a | n/a | n/a | n/a | n/a | n/a | n/a | n/a | n/a | n/a | n/a | n/a | n/a | n/a | n/a | n/a | n/a | n/a | n/a | n/a | n/a | n/a | n/a | n/a | n/a | n/a | n/a | n/a | n/a | n/a | n/a | n/a | n/a | n/a | n/a | n/a | n/a | n/a | n/a | n/a | n/a | n/a | n/a | n/a | n/a | n/a | n/a | n/a | n/a | n/a | n/a | n/a | n/a | n/a | n/a | n/a | n/a | n/a | n/a | n/a | n/a

## Unit 2 FDIs
FDI # | Description | Superseding | Notes | Implementation Date | 2WP001 | 2WP002 | 2WP003 | 2WP004 | 2WP005 | 2WP006 | 2WP008 | 2WP009 | 2WP010 | 2WP011 | 2WP012 | 2WP013 | 2WP014 | 2WP016 | 2WP017 | 2WP018 | 2WP019 | 2WP020 | 2WP021 | 2WP022 | 2WP023 | 2WP024 | 2WP025 | 2WP026 | 2WP027 | 2WP028 | 2WP029 | 2WP030 | 2WP031 | 2WP079 | 0AW001 | 0AW002 | 2AW001 | 2AW002 | 2AW003 | 2AW004 | 2AW035 | 2AW005 | 2AW006 | 2AW007 | 2AW008 | 2AW009 | 2AW010 | 2AW13A | 2AW13B | 2AW13C | 2AW13D | 2AW13E | 2AW13F | 2AW13G | 2AW13H | 2AW13J | 2AW13K | 2AW13L | 2AW13M | 2AW032 | 2AW033 | 2AW034 | 2AW37A | 2AW37B | 2AW060 | 2AW062 | 2AW063 | 2AW064 | 2AW065 | 2AW066 | 2AW067 | 2AW068 | 2AW069 | 2AW070 | 2AW071 | 2AW072 | 2AW055 | 2AW078 | 2AW118 | 2AW61A | 2AW61B | CPU1073 | CPU1074
| LT2-31113-0067-C Installation of QF1008446A to correct issue with D:/usr/fox/system32/fox.dll |  | Site generated not generated out of the FoxMass office |  | n/a | n/a | n/a | n/a | n/a | n/a | n/a | n/a | n/a | n/a | n/a | n/a | n/a | n/a | n/a | n/a | n/a | n/a | n/a | n/a | n/a | n/a | n/a | n/a | n/a | n/a | n/a | n/a | n/a | n/a | n/a | n/a | n/a | n/a | n/a | n/a | n/a | n/a | n/a | n/a | n/a | n/a | n/a | n/a | n/a | n/a | n/a | n/a | n/a | n/a | n/a | n/a | n/a | n/a | n/a | n/a | n/a | n/a | n/a | n/a | n/a | n/a | n/a | n/a | X | X | n/a | n/a | n/a | n/a | n/a | n/a | n/a | n/a | n/a | n/a | n/a | n/a | n/a
| Installation of LT2-31113-0096 Reactor Mode Switch Display Serial Data Connection |  | Site generated not generated out of the FoxMass office |  | n/a | n/a | n/a | n/a | n/a | n/a | n/a | n/a | n/a | n/a | n/a | n/a | n/a | n/a | n/a | n/a | n/a | n/a | n/a | n/a | n/a | n/a | n/a | n/a | n/a | n/a | n/a | n/a | n/a | n/a | n/a | n/a | n/a | n/a | n/a | n/a | n/a | n/a | n/a | n/a | n/a | n/a | n/a | n/a | n/a | n/a | n/a | n/a | n/a | n/a | n/a | n/a | n/a | n/a | n/a | n/a | n/a | n/a | X | X | n/a | n/a | n/a | n/a | n/a | n/a | n/a | n/a | n/a | n/a | n/a | n/a | n/a | n/a | n/a | n/a | n/a | n/a | n/a
FDI-0001 | Installation of FDI LT2-31113-0093 Making the Modifications Required to Historize Operator Actions |  | Rev 0 |  | X | X | X | X | X | X | X | X | X | X | X | X | X | X | X | X | X | X | X | X | X | X | X | X | X | X | X | X | X | X | n/a | n/a | X | X | X | X | X | X | X | X | X | X | X | n/a | n/a | n/a | n/a | n/a | n/a | n/a | n/a | X | n/a | n/a | n/a | X | X | X | n/a | n/a | n/a | n/a | n/a | n/a | n/a | n/a | n/a | n/a | n/a | n/a | n/a | n/a | n/a | n/a | X | X | X | n/a | n/a
FDI-0002 | Main Control Room 19” Display Controllers (DCTR) Display Resolution Change from SXGA to XGA |  | Rev 0.1 |  | X | X | X | X | X | X | X | X | X | X | X | X | X | X | X | X | X | X | X | X | X | X | X | X | X | X | X | X | X | n/a | n/a | n/a | n/a | n/a | n/a | n/a | n/a | n/a | n/a | n/a | n/a | n/a | n/a | n/a | n/a | n/a | n/a | n/a | n/a | n/a | n/a | n/a | n/a | n/a | n/a | X | X | X | n/a | n/a | n/a | n/a | n/a | n/a | n/a | n/a | n/a | n/a | n/a | n/a | n/a | n/a | n/a | n/a | n/a | n/a | n/a | n/a | n/a
FDI-0003 | How to install and test software update QF1012324. This software update is required to fix a problem in the SMDH software |  | Rev 1 |  | X | X | X | X | X | X | X | X | X | X | X | X | X | X | X | X | X | X | X | X | X | X | X | X | X | X | X | X | X | X | n/a | n/a | X | X | X | X | X | X | X | X | X | X | X | n/a | n/a | n/a | n/a | n/a | n/a | n/a | n/a | n/a | n/a | n/a | n/a | X | X | X | n/a | n/a | n/a | n/a | n/a | n/a | n/a | n/a | n/a | n/a | n/a | n/a | n/a | n/a | n/a | n/a | X | X | X | n/a | n/a
FDI-0004 | Installation of FDI LT2-31113-0064, Update to GroupPoin t.exe, TCL, TAClient, & LVD.fdf | Protest all removed in Rev 2 | Rev 2 |  | X | X | X | X | X | X | X | X | X | X | X | X | X | X | X | X | X | X | X | X | X | X | X | X | X | X | X | X | X | X | n/a | n/a | X | X | X | X | X | X | X | X | X | X | X | n/a | n/a | n/a | n/a | n/a | n/a | n/a | n/a | n/a | n/a | n/a | n/a | X | X | X | n/a | n/a | n/a | n/a | n/a | n/a | n/a | n/a | n/a | n/a | n/a | n/a | n/a | n/a | n/a | n/a | X | X | X | n/a | n/a
FDI-0005 | Installation of FDI LT2-31113-0094 Making the Modifications Required to Historize System Monitor Alarms |  | Rev 2 |  | n/a | n/a | n/a | n/a | n/a | n/a | n/a | n/a | n/a | n/a | n/a | n/a | n/a | n/a | n/a | n/a | n/a | n/a | n/a | n/a | n/a | n/a | n/a | n/a | n/a | n/a | n/a | n/a | n/a | n/a | n/a | n/a | n/a | n/a | n/a | n/a | n/a | n/a | n/a | n/a | n/a | n/a | n/a | X | X | X | X | X | X | X | X | X | X | X | X | n/a | n/a | n/a | n/a | n/a | n/a | n/a | n/a | n/a | n/a | n/a | n/a | n/a | n/a | n/a | n/a | n/a | n/a | n/a | n/a | n/a | n/a | n/a | n/a
FDI-0006 | Installation of FDI LT2-31113-0106 Installation of Software Update QF1181877 and QF1012324 On Unit 1 to enable a Control Processor to detect the failure of a single IPM and generate a system alarm message. | Replaced QF1012452 with QF1181877 | Rev 6 |  | n/a | n/a | n/a | n/a | n/a | n/a | n/a | n/a | n/a | n/a | n/a | n/a | n/a | n/a | n/a | n/a | n/a | n/a | n/a | n/a | n/a | n/a | n/a | n/a | n/a | n/a | n/a | n/a | n/a | n/a | n/a | n/a | n/a | n/a | n/a | n/a | n/a | X | X | X | X | X | X | n/a | n/a | n/a | n/a | n/a | n/a | n/a | n/a | n/a | n/a | n/a | n/a | n/a | n/a | n/a | n/a | n/a | n/a | n/a | n/a | n/a | n/a | n/a | n/a | n/a | n/a | n/a | n/a | n/a | n/a | n/a | n/a | n/a | n/a | n/a | n/a
FDI-0007 | Installation of FDI LT2-31113-0103 Main Control Room 19” Display Controllers (DCTR) Environment Changes to Enable the LVD Button |  | Rev 0 |  | X | X | X | X | X | X | X | X | X | X | X | X | X | X | X | X | X | X | X | X | X | X | X | X | X | X | X | X | X | n/a | n/a | n/a | n/a | n/a | n/a | n/a | n/a | n/a | n/a | n/a | n/a | n/a | n/a | n/a | n/a | n/a | n/a | n/a | n/a | n/a | n/a | n/a | n/a | n/a | n/a | X | X | X | n/a | n/a | n/a | n/a | n/a | n/a | n/a | n/a | n/a | n/a | n/a | n/a | n/a | n/a | n/a | n/a | n/a | n/a | n/a | n/a | n/a
FDI-0008 | Installation of FDI LT2-31113-0110 Installation of FDSI Configurator on 2C91-CPU-1009 and 2C91-CPU-1010 |  | Rev 0 |  | n/a | n/a | n/a | n/a | n/a | n/a | n/a | n/a | n/a | n/a | n/a | n/a | n/a | n/a | n/a | n/a | n/a | n/a | n/a | n/a | n/a | n/a | n/a | n/a | n/a | n/a | n/a | n/a | n/a | n/a | n/a | n/a | n/a | n/a | n/a | n/a | n/a | n/a | n/a | n/a | n/a | X | X | n/a | n/a | n/a | n/a | n/a | n/a | n/a | n/a | n/a | n/a | n/a | n/a | n/a | n/a | n/a | n/a | n/a | n/a | n/a | n/a | n/a | n/a | n/a | n/a | n/a | n/a | n/a | n/a | n/a | n/a | n/a | n/a | n/a | n/a | n/a | n/a
FDI-0009 | Installation of FDI LT2-31113-0092 Installing Environments on 2AW37A and 2AW37B |  | Rev 0 |  | X | X | X | X | X | X | X | X | X | X | X | X | X | X | X | X | X | X | X | X | X | X | X | X | X | X | X | X | X | X | n/a | n/a | X | X | X | X | X | X | X | X | X | X | X | n/a | n/a | n/a | n/a | n/a | n/a | n/a | n/a | n/a | n/a | n/a | n/a | X | X | X | n/a | n/a | n/a | n/a | n/a | n/a | n/a | n/a | n/a | n/a | n/a | n/a | n/a | n/a | n/a | n/a | X | X | X | n/a | n/a
FDI-0010 | Installation of FDI LT2-31113-0114 Re-installing OLPS Software |  | Rev 0 |  | X | X | X | X | X | X | X | X | X | X | X | X | X | X | X | X | X | X | X | X | X | X | X | X | X | X | X | X | X | X | n/a | n/a | X | X | X | X | X | X | X | X | X | X | X | n/a | n/a | n/a | n/a | n/a | n/a | n/a | n/a | n/a | n/a | n/a | n/a | X | X | X | n/a | n/a | n/a | n/a | n/a | n/a | n/a | n/a | n/a | n/a | n/a | n/a | n/a | n/a | n/a | n/a | X | X | X | n/a | n/a
FDI-0011 | Installation of FDI LT2-31113-0117 Preventing User Modification of Pre-defined Alarm Match Configuration Files |  | Rev 0 |  | X | X | X | X | X | X | X | X | X | X | X | X | X | X | X | X | X | X | X | X | X | X | X | X | X | X | X | X | X | X | n/a | n/a | X | X | X | X | X | X | X | X | X | X | X | n/a | n/a | n/a | n/a | n/a | n/a | n/a | n/a | n/a | n/a | n/a | n/a | X | X | X | n/a | n/a | n/a | n/a | n/a | n/a | n/a | n/a | n/a | n/a | n/a | n/a | n/a | n/a | n/a | n/a | X | X | X | n/a | n/a
FDI-0012 | Open |  | Rev 0 |  | n/a | n/a | n/a | n/a | n/a | n/a | n/a | n/a | n/a | n/a | n/a | n/a | n/a | n/a | n/a | n/a | n/a | n/a | n/a | n/a | n/a | n/a | n/a | n/a | n/a | n/a | n/a | n/a | n/a | n/a | n/a | n/a | n/a | n/a | n/a | n/a | n/a | n/a | n/a | n/a | n/a | n/a | n/a | n/a | n/a | n/a | n/a | n/a | n/a | n/a | n/a | n/a | n/a | n/a | n/a | n/a | n/a | n/a | n/a | n/a | n/a | n/a | n/a | n/a | n/a | n/a | n/a | n/a | n/a | n/a | n/a | n/a | n/a | n/a | n/a | n/a | n/a | n/a | n/a
FDI-0013 | Installation of FDI LT2-31113-0132. ICC Add/Modify Blocks. |  | Rev 0 |  | n/a | n/a | n/a | n/a | n/a | n/a | n/a | n/a | n/a | n/a | n/a | n/a | n/a | n/a | n/a | n/a | n/a | n/a | n/a | n/a | n/a | n/a | n/a | n/a | n/a | n/a | n/a | n/a | n/a | n/a | n/a | n/a | n/a | n/a | n/a | n/a | n/a | n/a | n/a | X | n/a | n/a | n/a | n/a | n/a | n/a | n/a | n/a | n/a | n/a | n/a | n/a | n/a | n/a | n/a | n/a | n/a | n/a | n/a | n/a | n/a | n/a | n/a | n/a | n/a | n/a | n/a | n/a | n/a | n/a | n/a | n/a | n/a | n/a | n/a | n/a | n/a | n/a | n/a
FDI-0014 | Installation of FDI LT2-31113-0132. ICC Add/Modify Blocks. |  | Rev 0 |  | n/a | n/a | n/a | n/a | n/a | n/a | n/a | n/a | n/a | n/a | n/a | n/a | n/a | n/a | n/a | n/a | n/a | n/a | n/a | n/a | n/a | n/a | n/a | n/a | n/a | n/a | n/a | n/a | n/a | n/a | n/a | n/a | n/a | n/a | n/a | n/a | n/a | n/a | n/a | X | X | n/a | n/a | n/a | n/a | n/a | n/a | n/a | n/a | n/a | n/a | n/a | n/a | n/a | n/a | n/a | n/a | n/a | n/a | n/a | n/a | n/a | n/a | n/a | n/a | n/a | n/a | n/a | n/a | n/a | n/a | n/a | n/a | n/a | n/a | n/a | n/a | n/a | n/a
FDI-0015 | Installation of FDI LT2-31113-0214. ICC Add/Modify Blocks, Graphic Modifications. Add/Modify Historian Database points., Update Group Points filie. |  | Rev 0 |  | X | X | X | X | X | X | X | X | X | X | X | X | X | X | X | X | X | X | X | X | X | X | X | X | X | X | X | X | X | X | n/a | n/a | X | X | X | X | X | X | X | X | X | X | X | n/a | n/a | n/a | n/a | n/a | n/a | n/a | X | n/a | n/a | n/a | n/a | X | X | X | n/a | n/a | n/a | n/a | n/a | n/a | n/a | n/a | n/a | n/a | n/a | n/a | n/a | n/a | n/a | n/a | X | X | X | n/a | n/a
FDI-0016 | Installation of FDI LT2-31113-0214. ICC Add/Modify Blocks, Graphic Modifications. Add/Modify Historian Database points., Update Group Points filie. |  | Rev 0 |  | X | X | X | X | X | X | X | X | X | X | X | X | X | X | X | X | X | X | X | X | X | X | X | X | X | X | X | X | X | X | n/a | n/a | X | X | X | X | X | X | X | X | X | X | X | n/a | n/a | n/a | n/a | n/a | X | n/a | n/a | n/a | n/a | n/a | n/a | X | X | X | n/a | n/a | n/a | n/a | n/a | n/a | n/a | n/a | n/a | n/a | n/a | n/a | n/a | n/a | n/a | n/a | X | X | X | n/a | n/a
FDI-0017 | Installation of FDI LT2-31113-0130. ICC Add/Modify Blocks. |  | Rev 0 |  | n/a | n/a | n/a | n/a | n/a | n/a | n/a | n/a | n/a | n/a | n/a | n/a | n/a | n/a | n/a | n/a | n/a | n/a | n/a | n/a | n/a | n/a | n/a | n/a | n/a | n/a | n/a | n/a | n/a | n/a | n/a | n/a | n/a | n/a | n/a | n/a | n/a | n/a | n/a | n/a | n/a | n/a | X | n/a | n/a | n/a | n/a | n/a | n/a | n/a | n/a | n/a | n/a | n/a | n/a | n/a | n/a | n/a | n/a | n/a | n/a | n/a | n/a | n/a | n/a | n/a | n/a | n/a | n/a | n/a | n/a | n/a | n/a | n/a | n/a | n/a | n/a | n/a | n/a
FDI-0018 | Open |  | Rev 0 |  | n/a | n/a | n/a | n/a | n/a | n/a | n/a | n/a | n/a | n/a | n/a | n/a | n/a | n/a | n/a | n/a | n/a | n/a | n/a | n/a | n/a | n/a | n/a | n/a | n/a | n/a | n/a | n/a | n/a | n/a | n/a | n/a | n/a | n/a | n/a | n/a | n/a | n/a | n/a | n/a | n/a | n/a | n/a | n/a | n/a | n/a | n/a | n/a | n/a | n/a | n/a | n/a | n/a | n/a | n/a | n/a | n/a | n/a | n/a | n/a | n/a | n/a | n/a | n/a | n/a | n/a | n/a | n/a | n/a | n/a | n/a | n/a | n/a | n/a | n/a | n/a | n/a | n/a | n/a
FDI-0019 | Installation of FDI LT2-31113-0194. ICC Add/Modify Blocks. |  | Rev 0 |  | n/a | n/a | n/a | n/a | n/a | n/a | n/a | n/a | n/a | n/a | n/a | n/a | n/a | n/a | n/a | n/a | n/a | n/a | n/a | n/a | n/a | n/a | n/a | n/a | n/a | n/a | n/a | n/a | n/a | n/a | n/a | n/a | n/a | n/a | n/a | n/a | n/a | n/a | n/a | X | n/a | n/a | n/a | n/a | n/a | n/a | n/a | n/a | n/a | n/a | n/a | n/a | n/a | n/a | n/a | n/a | n/a | n/a | n/a | n/a | n/a | n/a | n/a | n/a | n/a | n/a | n/a | n/a | n/a | n/a | n/a | n/a | n/a | n/a | n/a | n/a | n/a | n/a | n/a
FDI-0020 | Installation of FDI LT2-31113-0132. Add/Modify Blocks, Add/Modify Historian Database points, Update Group Points file. |  | Rev 1 |  | X | X | X | X | X | X | X | X | X | X | X | X | X | X | X | X | X | X | X | X | X | X | X | X | X | X | X | X | X | X | n/a | n/a | X | X | X | X | X | X | X | X | X | X | X | n/a | n/a | n/a | n/a | X | n/a | n/a | n/a | n/a | n/a | n/a | n/a | X | X | X | n/a | n/a | n/a | n/a | n/a | n/a | n/a | n/a | n/a | n/a | n/a | n/a | n/a | n/a | n/a | n/a | X | X | X | n/a | n/a
FDI-0021 | Installation of FDI LT2-31113-0132. ICC Add/Modify Blocks. |  | Rev 0 |  | n/a | n/a | n/a | n/a | n/a | n/a | n/a | n/a | n/a | n/a | n/a | n/a | n/a | n/a | n/a | n/a | n/a | n/a | n/a | n/a | n/a | n/a | n/a | n/a | n/a | n/a | n/a | n/a | n/a | n/a | n/a | n/a | n/a | n/a | n/a | n/a | n/a | n/a | n/a | X | X | n/a | n/a | n/a | n/a | n/a | n/a | n/a | n/a | n/a | n/a | n/a | n/a | n/a | n/a | n/a | n/a | n/a | n/a | n/a | n/a | n/a | n/a | n/a | n/a | n/a | n/a | n/a | n/a | n/a | n/a | n/a | n/a | n/a | n/a | n/a | n/a | n/a | n/a
FDI-0022 | Installation of FDI LT2-31113-0132. Add/Modify Blocks, Add/Modify Historian Database points, Update Group Points file. |  | Rev 0 |  | X | X | X | X | X | X | X | X | X | X | X | X | X | X | X | X | X | X | X | X | X | X | X | X | X | X | X | X | X | X | n/a | n/a | X | X | X | X | X | X | X | X | X | X | X | n/a | n/a | n/a | X | n/a | n/a | X | n/a | n/a | n/a | n/a | n/a | X | X | X | n/a | n/a | n/a | X | n/a | n/a | n/a | n/a | n/a | n/a | n/a | n/a | n/a | n/a | n/a | n/a | X | X | X | n/a | n/a
FDI-0023 | Open |  | Rev 0 |  | n/a | n/a | n/a | n/a | n/a | n/a | n/a | n/a | n/a | n/a | n/a | n/a | n/a | n/a | n/a | n/a | n/a | n/a | n/a | n/a | n/a | n/a | n/a | n/a | n/a | n/a | n/a | n/a | n/a | n/a | n/a | n/a | n/a | n/a | n/a | n/a | n/a | n/a | n/a | n/a | n/a | n/a | n/a | n/a | n/a | n/a | n/a | n/a | n/a | n/a | n/a | n/a | n/a | n/a | n/a | n/a | n/a | n/a | n/a | n/a | n/a | n/a | n/a | n/a | n/a | n/a | n/a | n/a | n/a | n/a | n/a | n/a | n/a | n/a | n/a | n/a | n/a | n/a | n/a
FDI-0024 | Installation of FDI LT2-31113-0119 Voice Alarm – Horn Mute Issue |  | Rev 0 |  | n/a | n/a | n/a | n/a | n/a | n/a | n/a | n/a | n/a | n/a | n/a | n/a | n/a | n/a | n/a | n/a | n/a | n/a | n/a | n/a | n/a | n/a | n/a | n/a | n/a | n/a | n/a | n/a | n/a | n/a | n/a | n/a | n/a | n/a | n/a | n/a | n/a | n/a | X | n/a | n/a | n/a | n/a | n/a | n/a | n/a | n/a | n/a | n/a | n/a | n/a | n/a | n/a | n/a | n/a | n/a | n/a | n/a | X | X | n/a | n/a | n/a | n/a | n/a | n/a | n/a | n/a | n/a | n/a | n/a | n/a | n/a | n/a | n/a | n/a | n/a | n/a | n/a
FDI-0025 | Installation of FDI LT2-31113-0225. IP address change on 2AW067 |  | Rev 0 |  | n/a | n/a | n/a | n/a | n/a | n/a | n/a | n/a | n/a | n/a | n/a | n/a | n/a | n/a | n/a | n/a | n/a | n/a | n/a | n/a | n/a | n/a | n/a | n/a | n/a | n/a | n/a | n/a | n/a | n/a | n/a | n/a | n/a | n/a | n/a | n/a | n/a | n/a | n/a | n/a | n/a | n/a | n/a | n/a | n/a | n/a | n/a | n/a | n/a | n/a | n/a | n/a | n/a | n/a | n/a | n/a | n/a | n/a | X | X | n/a | n/a | n/a | n/a | n/a | n/a | n/a | n/a | n/a | n/a | n/a | n/a | n/a | n/a | n/a | n/a | n/a | n/a | n/a
FDI-0026 | Installation of FDI LT2-31113-0174. ICC Add/Modify Blocks, Modify Graphics. |  | Rev 0 |  | X | X | X | X | X | X | X | X | X | X | X | X | X | X | X | X | X | X | X | X | X | X | X | X | X | X | X | X | X | X | X | X | X | X | X | X | X | X | X | X | X | X | X | n/a | n/a | n/a | n/a | n/a | n/a | n/a | n/a | n/a | n/a | n/a | n/a | X | X | X | n/a | n/a | n/a | n/a | n/a | n/a | n/a | n/a | n/a | n/a | n/a | n/a | n/a | n/a | n/a | n/a | X | X | X | n/a | n/a
FDI-0027 | Installation of FDI LT2-31113-0064. Add/Modify Blocks, Add/Modify Historian Database points, Update Group Points file. |  | Rev 0 |  | X | X | X | X | X | X | X | X | X | X | X | X | X | X | X | X | X | X | X | X | X | X | X | X | X | X | X | X | X | X | X | X | X | X | X | X | X | X | X | X | X | X | X | n/a | n/a | n/a | n/a | X | n/a | n/a | n/a | n/a | n/a | n/a | n/a | X | X | X | n/a | n/a | n/a | n/a | n/a | n/a | n/a | n/a | n/a | n/a | n/a | n/a | n/a | n/a | n/a | n/a | X | X | X | n/a | n/a
FDI-0028 | Installation of FDI LT2-31113-0132. Add/Modify Blocks, Add/Modify Historian Database points, Update Group Points file. |  | Rev 0 |  | X | X | X | X | X | X | X | X | X | X | X | X | X | X | X | X | X | X | X | X | X | X | X | X | X | X | X | X | X | X | X | X | X | X | X | X | X | X | X | X | X | X | X | n/a | n/a | n/a | n/a | X | n/a | n/a | n/a | n/a | n/a | n/a | n/a | X | X | X | n/a | n/a | n/a | n/a | n/a | n/a | n/a | n/a | n/a | n/a | n/a | n/a | n/a | n/a | n/a | n/a | X | X | X | n/a | n/a
FDI-0029 | Installation of FDI LT2-31113-0132. Add/Modify Blocks, Add/Modify Historian Database points, Update Group Points file. |  | Rev 1 |  | X | X | X | X | X | X | X | X | X | X | X | X | X | X | X | X | X | X | X | X | X | X | X | X | X | X | X | X | X | X | n/a | n/a | X | X | X | X | X | X | X | X | X | X | X | n/a | X | n/a | n/a | n/a | n/a | n/a | n/a | n/a | n/a | n/a | n/a | X | X | X | n/a | n/a | n/a | n/a | n/a | n/a | n/a | n/a | n/a | n/a | n/a | n/a | n/a | n/a | n/a | n/a | X | X | X | n/a | n/a
FDI-0030 | Installation of FDI LT2-31113-0242. ICC Add/Modify Blocks, Modify Graphics. |  | Rev 0 |  | X | X | X | X | X | X | X | X | X | X | X | X | X | X | X | X | X | X | X | X | X | X | X | X | X | X | X | X | X | X | n/a | n/a | X | X | X | X | X | X | X | X | X | X | X | n/a | n/a | n/a | n/a | n/a | n/a | n/a | n/a | n/a | n/a | n/a | n/a | X | X | X | n/a | n/a | n/a | n/a | n/a | n/a | n/a | n/a | n/a | n/a | n/a | n/a | n/a | n/a | n/a | n/a | X | X | X | n/a | n/a
FDI-0031 | Installation of FDI LT2-31113-0130. Add/Modify Blocks for 2AW010, Add/Modify Historian Database points, Update Group Points file. |  | Rev 0 |  | X | X | X | X | X | X | X | X | X | X | X | X | X | X | X | X | X | X | X | X | X | X | X | X | X | X | X | X | X | X | n/a | n/a | X | X | X | X | X | X | X | X | X | X | X | n/a | X | n/a | n/a | n/a | n/a | n/a | n/a | n/a | n/a | n/a | n/a | X | X | X | n/a | n/a | n/a | n/a | n/a | n/a | n/a | n/a | n/a | n/a | n/a | n/a | n/a | n/a | n/a | n/a | X | X | X | n/a | n/a
FDI-0032 | Installation of FDI LT2-31113-0145. Add/Modify Blocks for 2AW010, Add/Modify Historian Database points. |  | Rev 0 |  | X | X | X | X | X | X | X | X | X | X | X | X | X | X | X | X | X | X | X | X | X | X | X | X | X | X | X | X | X | X | n/a | n/a | X | X | X | X | X | X | X | X | X | X | X | n/a | X | X | n/a | n/a | n/a | n/a | n/a | n/a | X | n/a | n/a | X | X | X | n/a | n/a | n/a | n/a | n/a | n/a | n/a | n/a | n/a | n/a | n/a | n/a | n/a | n/a | n/a | n/a | X | X | X | n/a | n/a
FDI-0033 | Installation of FDI LT2-31113-0168. Add/Modify Blocks, Add/Modify Historian Database points, Update Group Points file. |  | Rev 1 |  | X | X | X | X | X | X | X | X | X | X | X | X | X | X | X | X | X | X | X | X | X | X | X | X | X | X | X | X | X | X | n/a | X | X | X | X | X | X | X | X | X | X | X | X | n/a | n/a | n/a | n/a | n/a | X | n/a | n/a | n/a | n/a | n/a | n/a | X | X | X | n/a | n/a | n/a | n/a | n/a | n/a | n/a | n/a | n/a | n/a | n/a | n/a | n/a | n/a | n/a | n/a | X | X | X | n/a | n/a
FDI-0034 | Installation of FDI LT2-31113-0186. ICC Add/Modify Blocks, Modify Graphics. |  | Rev 0 |  | X | X | X | X | X | X | X | X | X | X | X | X | X | X | X | X | X | X | X | X | X | X | X | X | X | X | X | X | X | X | n/a | n/a | X | X | X | X | X | X | X | X | X | X | X | n/a | n/a | n/a | n/a | n/a | n/a | n/a | n/a | n/a | n/a | n/a | n/a | X | X | X | n/a | n/a | n/a | n/a | n/a | n/a | n/a | n/a | n/a | n/a | n/a | n/a | n/a | n/a | n/a | n/a | X | X | X | n/a | n/a
FDI-0035 | Open |  | Rev 0 |  | n/a | n/a | n/a | n/a | n/a | n/a | n/a | n/a | n/a | n/a | n/a | n/a | n/a | n/a | n/a | n/a | n/a | n/a | n/a | n/a | n/a | n/a | n/a | n/a | n/a | n/a | n/a | n/a | n/a | n/a | n/a | n/a | n/a | n/a | n/a | n/a | n/a | n/a | n/a | n/a | n/a | n/a | n/a | n/a | n/a | n/a | n/a | n/a | n/a | n/a | n/a | n/a | n/a | n/a | n/a | n/a | n/a | n/a | n/a | n/a | n/a | n/a | n/a | n/a | n/a | n/a | n/a | n/a | n/a | n/a | n/a | n/a | n/a | n/a | n/a | n/a | n/a | n/a | n/a
FDI-0036 | Open |  | Rev 0 |  | n/a | n/a | n/a | n/a | n/a | n/a | n/a | n/a | n/a | n/a | n/a | n/a | n/a | n/a | n/a | n/a | n/a | n/a | n/a | n/a | n/a | n/a | n/a | n/a | n/a | n/a | n/a | n/a | n/a | n/a | n/a | n/a | n/a | n/a | n/a | n/a | n/a | n/a | n/a | n/a | n/a | n/a | n/a | n/a | n/a | n/a | n/a | n/a | n/a | n/a | n/a | n/a | n/a | n/a | n/a | n/a | n/a | n/a | n/a | n/a | n/a | n/a | n/a | n/a | n/a | n/a | n/a | n/a | n/a | n/a | n/a | n/a | n/a | n/a | n/a | n/a | n/a | n/a | n/a
FDI-0037 | Installation of FDI LT2-31113-0179. ICC Add/Modify Blocks, Modify Graphics. |  | Rev 0 |  | X | X | X | X | X | X | X | X | X | X | X | X | X | X | X | X | X | X | X | X | X | X | X | X | X | X | X | X | X | X | n/a | n/a | X | X | X | X | X | X | X | X | X | X | X | n/a | n/a | n/a | n/a | n/a | n/a | n/a | n/a | n/a | n/a | n/a | n/a | X | X | X | n/a | n/a | n/a | n/a | n/a | n/a | n/a | n/a | n/a | n/a | n/a | n/a | n/a | n/a | n/a | n/a | X | X | X | n/a | n/a
FDI-0038 | Open |  | Rev 0 |  | n/a | n/a | n/a | n/a | n/a | n/a | n/a | n/a | n/a | n/a | n/a | n/a | n/a | n/a | n/a | n/a | n/a | n/a | n/a | n/a | n/a | n/a | n/a | n/a | n/a | n/a | n/a | n/a | n/a | n/a | n/a | n/a | n/a | n/a | n/a | n/a | n/a | n/a | n/a | n/a | n/a | n/a | n/a | n/a | n/a | n/a | n/a | n/a | n/a | n/a | n/a | n/a | n/a | n/a | n/a | n/a | n/a | n/a | n/a | n/a | n/a | n/a | n/a | n/a | n/a | n/a | n/a | n/a | n/a | n/a | n/a | n/a | n/a | n/a | n/a | n/a | n/a | n/a | n/a
FDI-0039 | Installation of FDI LT2-31113-0132. Add/Modify Blocks for 2AW007 and 008, Add/Modify Historian Database points, Update Group Points file. |  | Rev 0 |  | X | X | X | X | X | X | X | X | X | X | X | X | X | X | X | X | X | X | X | X | X | X | X | X | X | X | X | X | X | X | n/a | n/a | X | X | X | X | X | X | X | X | X | X | X | n/a | n/a | n/a | n/a | X | n/a | n/a | X | n/a | n/a | n/a | n/a | X | X | X | n/a | n/a | n/a | n/a | n/a | n/a | n/a | n/a | n/a | n/a | n/a | n/a | n/a | n/a | n/a | n/a | X | X | X | n/a | n/a
FDI-0040 | Installation of Software Update QF1014794 on Unit 2. this address changes needed to “Output” type blocks to support the new FBM240 functionality. |  | Rev 0 |  | n/a | n/a | n/a | n/a | n/a | n/a | n/a | n/a | n/a | n/a | n/a | n/a | n/a | n/a | n/a | n/a | n/a | n/a | n/a | n/a | n/a | n/a | n/a | n/a | n/a | n/a | n/a | n/a | n/a | n/a | n/a | n/a | n/a | n/a | n/a | n/a | n/a | X | X | X | X | X | X | n/a | n/a | n/a | n/a | n/a | n/a | n/a | n/a | n/a | n/a | n/a | n/a | n/a | n/a | n/a | n/a | n/a | n/a | n/a | n/a | n/a | n/a | n/a | n/a | n/a | n/a | n/a | n/a | n/a | n/a | n/a | n/a | n/a | n/a | n/a | n/a
FDI-0041 | Installation of FDI LT2-31113-0304 Installation of Software Update QF1012777 On Unit 2. This update will correct a problem with FBMs losing time synchronization with the GPS timestrobe |  | Rev 1 |  | n/a | n/a | n/a | n/a | n/a | n/a | n/a | n/a | n/a | n/a | n/a | n/a | n/a | n/a | n/a | n/a | n/a | n/a | n/a | n/a | n/a | n/a | n/a | n/a | n/a | n/a | n/a | n/a | n/a | n/a | n/a | n/a | n/a | n/a | n/a | n/a | n/a | X | X | X | X | X | X | n/a | n/a | n/a | n/a | n/a | n/a | n/a | n/a | n/a | n/a | n/a | n/a | n/a | n/a | n/a | n/a | n/a | n/a | n/a | n/a | n/a | n/a | n/a | n/a | n/a | n/a | n/a | n/a | n/a | n/a | n/a | n/a | n/a | n/a | n/a | n/a
FDI-0042 | Installation of FDI LT2-31113-0305 Installation of Software Update QF1010781C On Unit 2. This update will enhance new ASIC version V installed into FBM's and software developed to support this new hardware chip |  | Rev 1 |  | n/a | n/a | n/a | n/a | n/a | n/a | n/a | n/a | n/a | n/a | n/a | n/a | n/a | n/a | n/a | n/a | n/a | n/a | n/a | n/a | n/a | n/a | n/a | n/a | n/a | n/a | n/a | n/a | n/a | n/a | n/a | n/a | n/a | n/a | n/a | n/a | n/a | X | X | X | X | X | X | n/a | n/a | n/a | n/a | n/a | n/a | n/a | n/a | n/a | n/a | n/a | n/a | n/a | n/a | n/a | n/a | n/a | n/a | n/a | n/a | n/a | n/a | n/a | n/a | n/a | n/a | n/a | n/a | n/a | n/a | n/a | n/a | n/a | n/a | n/a | n/a
FDI-0043 | Installation of FDI LT2-31113-0306 Installation of Software Update QF1013021 On Unit 2 FCM1.56 | Yes but not written QF1099423 | Rev 0 |  | n/a | n/a | n/a | n/a | n/a | n/a | n/a | n/a | n/a | n/a | n/a | n/a | n/a | n/a | n/a | n/a | n/a | n/a | n/a | n/a | n/a | n/a | n/a | n/a | n/a | n/a | n/a | n/a | n/a | n/a | n/a | n/a | n/a | n/a | n/a | n/a | n/a | X | X | X | X | X | X | n/a | n/a | n/a | n/a | n/a | n/a | n/a | n/a | n/a | n/a | n/a | n/a | n/a | n/a | n/a | n/a | n/a | n/a | n/a | n/a | n/a | n/a | n/a | n/a | n/a | n/a | n/a | n/a | n/a | n/a | n/a | n/a | n/a | n/a | n/a | n/a
FDI-0044 | Installation of Software Update QF1013342B On Unit 2 This update will provide additional configuration options for the FBM208 and FBM240 for failsafe and options for the use of the FBM240 relay read-back inputs |  | Rev 1 |  | n/a | n/a | n/a | n/a | n/a | n/a | n/a | n/a | n/a | n/a | n/a | n/a | n/a | n/a | n/a | n/a | n/a | n/a | n/a | n/a | n/a | n/a | n/a | n/a | n/a | n/a | n/a | n/a | n/a | n/a | n/a | n/a | n/a | n/a | n/a | n/a | n/a | X | X | X | X | X | X | n/a | n/a | n/a | n/a | n/a | n/a | n/a | n/a | n/a | n/a | n/a | n/a | n/a | n/a | n/a | n/a | n/a | n/a | n/a | n/a | n/a | n/a | n/a | n/a | n/a | n/a | n/a | n/a | n/a | n/a | n/a | n/a | n/a | n/a | n/a | n/a
FDI-0045 | Installation of Updated Software for FBM232 and FBM233 Running Modbus, Modbus Slave, or OPC Drivers |  | Rev 0 |  | n/a | n/a | n/a | n/a | n/a | n/a | n/a | n/a | n/a | n/a | n/a | n/a | n/a | n/a | n/a | n/a | n/a | n/a | n/a | n/a | n/a | n/a | n/a | n/a | n/a | n/a | n/a | n/a | n/a | n/a | n/a | n/a | n/a | n/a | n/a | n/a | n/a | n/a | n/a | n/a | n/a | X | X | n/a | n/a | n/a | n/a | n/a | n/a | n/a | n/a | n/a | n/a | n/a | n/a | n/a | n/a | n/a | n/a | n/a | n/a | n/a | n/a | n/a | n/a | n/a | n/a | n/a | n/a | n/a | n/a | n/a | n/a | n/a | n/a | n/a | n/a | n/a | n/a
FDI-0046 | Installation of FDI LT2-31113-0309 FBM208 and FBM240 Parameter Update On Unit 2. enable the BUSWDS parameter for the FBM208 and FBM240 for user initiated failsafe actions. |  | Rev 0 |  | n/a | n/a | n/a | n/a | n/a | n/a | n/a | n/a | n/a | n/a | n/a | n/a | n/a | n/a | n/a | n/a | n/a | n/a | n/a | n/a | n/a | n/a | n/a | n/a | n/a | n/a | n/a | n/a | n/a | n/a | n/a | n/a | n/a | n/a | n/a | n/a | n/a | X | X | X | X | n/a | n/a | n/a | n/a | n/a | n/a | n/a | n/a | n/a | n/a | n/a | n/a | n/a | n/a | n/a | n/a | n/a | n/a | n/a | n/a | n/a | n/a | n/a | n/a | n/a | n/a | n/a | n/a | n/a | n/a | n/a | n/a | n/a | n/a | n/a | n/a | n/a | n/a
FDI-0047 | Open |  | Rev 0 |  | n/a | n/a | n/a | n/a | n/a | n/a | n/a | n/a | n/a | n/a | n/a | n/a | n/a | n/a | n/a | n/a | n/a | n/a | n/a | n/a | n/a | n/a | n/a | n/a | n/a | n/a | n/a | n/a | n/a | n/a | n/a | n/a | n/a | n/a | n/a | n/a | n/a | n/a | n/a | n/a | n/a | n/a | n/a | n/a | n/a | n/a | n/a | n/a | n/a | n/a | n/a | n/a | n/a | n/a | n/a | n/a | n/a | n/a | n/a | n/a | n/a | n/a | n/a | n/a | n/a | n/a | n/a | n/a | n/a | n/a | n/a | n/a | n/a | n/a | n/a | n/a | n/a | n/a | n/a
FDI-0048 | Open |  | Rev 0 |  | n/a | n/a | n/a | n/a | n/a | n/a | n/a | n/a | n/a | n/a | n/a | n/a | n/a | n/a | n/a | n/a | n/a | n/a | n/a | n/a | n/a | n/a | n/a | n/a | n/a | n/a | n/a | n/a | n/a | n/a | n/a | n/a | n/a | n/a | n/a | n/a | n/a | n/a | n/a | n/a | n/a | n/a | n/a | n/a | n/a | n/a | n/a | n/a | n/a | n/a | n/a | n/a | n/a | n/a | n/a | n/a | n/a | n/a | n/a | n/a | n/a | n/a | n/a | n/a | n/a | n/a | n/a | n/a | n/a | n/a | n/a | n/a | n/a | n/a | n/a | n/a | n/a | n/a | n/a
FDI-0049 | Installation of FDI LT2-31113-0275. ICC Delete/Add/Modify Blocks. |  | Rev 0 |  | n/a | n/a | n/a | n/a | n/a | n/a | n/a | n/a | n/a | n/a | n/a | n/a | n/a | n/a | n/a | n/a | n/a | n/a | n/a | n/a | n/a | n/a | n/a | n/a | n/a | n/a | n/a | n/a | n/a | n/a | n/a | n/a | n/a | n/a | n/a | n/a | n/a | n/a | n/a | n/a | X | n/a | n/a | n/a | n/a | n/a | n/a | n/a | n/a | n/a | n/a | n/a | n/a | n/a | n/a | n/a | n/a | n/a | n/a | n/a | n/a | n/a | n/a | n/a | n/a | n/a | n/a | n/a | n/a | n/a | n/a | n/a | n/a | n/a | n/a | n/a | n/a | n/a | n/a
FDI-0050 | Open |  | Rev 0 |  | n/a | n/a | n/a | n/a | n/a | n/a | n/a | n/a | n/a | n/a | n/a | n/a | n/a | n/a | n/a | n/a | n/a | n/a | n/a | n/a | n/a | n/a | n/a | n/a | n/a | n/a | n/a | n/a | n/a | n/a | n/a | n/a | n/a | n/a | n/a | n/a | n/a | n/a | n/a | n/a | n/a | n/a | n/a | n/a | n/a | n/a | n/a | n/a | n/a | n/a | n/a | n/a | n/a | n/a | n/a | n/a | n/a | n/a | n/a | n/a | n/a | n/a | n/a | n/a | n/a | n/a | n/a | n/a | n/a | n/a | n/a | n/a | n/a | n/a | n/a | n/a | n/a | n/a | n/a
FDI-0051 | Open |  | Rev 0 |  | n/a | n/a | n/a | n/a | n/a | n/a | n/a | n/a | n/a | n/a | n/a | n/a | n/a | n/a | n/a | n/a | n/a | n/a | n/a | n/a | n/a | n/a | n/a | n/a | n/a | n/a | n/a | n/a | n/a | n/a | n/a | n/a | n/a | n/a | n/a | n/a | n/a | n/a | n/a | n/a | n/a | n/a | n/a | n/a | n/a | n/a | n/a | n/a | n/a | n/a | n/a | n/a | n/a | n/a | n/a | n/a | n/a | n/a | n/a | n/a | n/a | n/a | n/a | n/a | n/a | n/a | n/a | n/a | n/a | n/a | n/a | n/a | n/a | n/a | n/a | n/a | n/a | n/a | n/a
FDI-0052 | Installation of FDI LT2-31113-0132. ICC Delete/Add/Modify Blocks. |  | Rev 0 |  | n/a | n/a | n/a | n/a | n/a | n/a | n/a | n/a | n/a | n/a | n/a | n/a | n/a | n/a | n/a | n/a | n/a | n/a | n/a | n/a | n/a | n/a | n/a | n/a | n/a | n/a | n/a | n/a | n/a | n/a | n/a | n/a | n/a | n/a | n/a | n/a | n/a | n/a | n/a | X | n/a | n/a | n/a | n/a | n/a | n/a | n/a | n/a | n/a | n/a | n/a | n/a | n/a | n/a | n/a | n/a | n/a | n/a | n/a | n/a | n/a | n/a | n/a | n/a | n/a | n/a | n/a | n/a | n/a | n/a | n/a | n/a | n/a | n/a | n/a | n/a | n/a | n/a | n/a
FDI-0053 | Open |  | Rev 0 |  | n/a | n/a | n/a | n/a | n/a | n/a | n/a | n/a | n/a | n/a | n/a | n/a | n/a | n/a | n/a | n/a | n/a | n/a | n/a | n/a | n/a | n/a | n/a | n/a | n/a | n/a | n/a | n/a | n/a | n/a | n/a | n/a | n/a | n/a | n/a | n/a | n/a | n/a | n/a | n/a | n/a | n/a | n/a | n/a | n/a | n/a | n/a | n/a | n/a | n/a | n/a | n/a | n/a | n/a | n/a | n/a | n/a | n/a | n/a | n/a | n/a | n/a | n/a | n/a | n/a | n/a | n/a | n/a | n/a | n/a | n/a | n/a | n/a | n/a | n/a | n/a | n/a | n/a | n/a
FDI-0054 | Open |  | Rev 0 |  | n/a | n/a | n/a | n/a | n/a | n/a | n/a | n/a | n/a | n/a | n/a | n/a | n/a | n/a | n/a | n/a | n/a | n/a | n/a | n/a | n/a | n/a | n/a | n/a | n/a | n/a | n/a | n/a | n/a | n/a | n/a | n/a | n/a | n/a | n/a | n/a | n/a | n/a | n/a | n/a | n/a | n/a | n/a | n/a | n/a | n/a | n/a | n/a | n/a | n/a | n/a | n/a | n/a | n/a | n/a | n/a | n/a | n/a | n/a | n/a | n/a | n/a | n/a | n/a | n/a | n/a | n/a | n/a | n/a | n/a | n/a | n/a | n/a | n/a | n/a | n/a | n/a | n/a | n/a
FDI-0055 | Installation of FDI LT2-31113-0536 Installation of The Transient Recording and Analysis Software. This full install update will enhance the Transient Recording and Analysis version 2.1.699. | Yes FDI-0128 Rev 1 | Rev 0 |  | X | X | X | X | X | X | X | X | X | X | X | X | X | X | X | X | X | X | X | X | X | X | X | X | X | X | X | X | X | X | n/a | X | X | X | X | X | X | X | X | X | X | X | X | X | X | X | X | X | X | X | X | X | X | X | X | X | X | X | n/a | n/a | n/a | X | X | n/a | n/a | n/a | n/a | n/a | n/a | n/a | n/a | n/a | n/a | n/a | X | X | X | n/a | n/a
FDI-0056 | Installation of FDI LT1-31113-0390 Device Monitor Enabled/Disabled |  | Rev 1 |  | X | X | X | X | X | X | X | X | X | X | X | X | X | X | X | X | X | X | X | X | X | X | X | X | X | X | X | X | X | X | n/a | n/a | X | X | X | X | X | X | X | X | X | X | X | X | X | X | X | X | X | X | X | X | X | X | X | X | X | X | X | X | X | X | X | X | X | X | X | X | X | X | X | X | X | X | X | X | X | n/a | n/a
FDI-0057 | Installation of FDI LT2-31113-0381 McAfee firewall & exclusions |  | Rev 1 |  | X | X | X | X | X | X | X | X | X | X | X | X | X | X | X | X | X | X | X | X | X | X | X | X | X | X | X | X | X | X | n/a | n/a | X | X | X | X | X | X | X | X | X | X | X | X | X | X | X | X | X | X | X | X | X | X | X | X | X | X | n/a | n/a | n/a | X | X | n/a | n/a | n/a | n/a | n/a | n/a | n/a | n/a | n/a | n/a | n/a | X | X | X | n/a | n/a
FDI-0058 | Installation of FDI LT2-31113-0286 Updates to WPCPLNS files |  | Rev 0 |  | X | X | X | X | X | X | X | X | X | X | X | X | X | X | X | X | X | X | X | X | X | X | X | X | X | X | X | X | X | X | n/a | n/a | X | X | X | X | X | X | X | X | X | X | X | X | X | X | X | X | X | X | X | X | X | X | X | X | X | X | X | X | n/a | X | X | n/a | n/a | n/a | n/a | n/a | n/a | n/a | n/a | n/a | n/a | n/a | X | X | X | n/a | n/a
FDI-0059 | Open |  | Rev 0 |  | n/a | n/a | n/a | n/a | n/a | n/a | n/a | n/a | n/a | n/a | n/a | n/a | n/a | n/a | n/a | n/a | n/a | n/a | n/a | n/a | n/a | n/a | n/a | n/a | n/a | n/a | n/a | n/a | n/a | n/a | n/a | n/a | n/a | n/a | n/a | n/a | n/a | n/a | n/a | n/a | n/a | n/a | n/a | n/a | n/a | n/a | n/a | n/a | n/a | n/a | n/a | n/a | n/a | n/a | n/a | n/a | n/a | n/a | n/a | n/a | n/a | n/a | n/a | n/a | n/a | n/a | n/a | n/a | n/a | n/a | n/a | n/a | n/a | n/a | n/a | n/a | n/a | n/a | n/a
FDI-0060 | Installation of FDI LT2-31113-0291. ICC Add/Modify Blocks. |  | Rev 0 |  | n/a | n/a | n/a | n/a | n/a | n/a | n/a | n/a | n/a | n/a | n/a | n/a | n/a | n/a | n/a | n/a | n/a | n/a | n/a | n/a | n/a | n/a | n/a | n/a | n/a | n/a | n/a | n/a | n/a | n/a | n/a | n/a | n/a | n/a | n/a | n/a | n/a | n/a | n/a | X | n/a | n/a | n/a | n/a | n/a | n/a | n/a | n/a | n/a | n/a | n/a | n/a | n/a | n/a | n/a | n/a | n/a | n/a | n/a | n/a | n/a | n/a | n/a | n/a | n/a | n/a | n/a | n/a | n/a | n/a | n/a | n/a | n/a | n/a | n/a | n/a | n/a | n/a | n/a
FDI-0061 | Installation of FDI LT2-31113-0222. Add/Modify Blocks, Add/Modify Historian Database points, Update Group Points file. |  | Rev 0 |  | X | X | X | X | X | X | X | X | X | X | X | X | X | X | X | X | X | X | X | X | X | X | X | X | X | X | X | X | X | X | n/a | n/a | X | X | X | X | X | X | X | X | X | X | X | n/a | X | X | n/a | n/a | n/a | n/a | n/a | n/a | n/a | n/a | n/a | X | X | X | n/a | n/a | n/a | n/a | n/a | n/a | n/a | n/a | n/a | n/a | n/a | n/a | n/a | n/a | n/a | n/a | X | X | X | n/a | n/a
FDI-0062 | Installation of FDI LT2-31113-0261. ICC Add/Modify Blocks. |  | Rev 1 |  | n/a | n/a | n/a | n/a | n/a | n/a | n/a | n/a | n/a | n/a | n/a | n/a | n/a | n/a | n/a | n/a | n/a | n/a | n/a | n/a | n/a | n/a | n/a | n/a | n/a | n/a | n/a | n/a | n/a | n/a | n/a | n/a | n/a | n/a | n/a | n/a | n/a | n/a | n/a | n/a | X | n/a | n/a | n/a | n/a | n/a | n/a | n/a | n/a | n/a | n/a | n/a | n/a | n/a | n/a | n/a | n/a | n/a | n/a | n/a | n/a | n/a | n/a | n/a | n/a | n/a | n/a | n/a | n/a | n/a | n/a | n/a | n/a | n/a | n/a | n/a | n/a | n/a | n/a
FDI-0063 | Installation of FDI LT2-31113-0144. ICC Add/Modify Blocks, Graphic Modifications. Add/Modify Historian Database points., Update Group Points filie. |  | Rev 1 |  | X | X | X | X | X | X | X | X | X | X | X | X | X | X | X | X | X | X | X | X | X | X | X | X | X | X | X | X | X | X | n/a | n/a | X | X | X | X | X | X | X | X | X | X | X | n/a | n/a | n/a | n/a | X | n/a | n/a | n/a | n/a | n/a | n/a | n/a | X | X | X | n/a | n/a | n/a | n/a | n/a | n/a | n/a | n/a | n/a | n/a | n/a | n/a | n/a | n/a | n/a | n/a | X | X | X | n/a | n/a
FDI-0064 | Installation of FDI LT2-31113-0136. Graphic Modifications |  | Rev 2 |  | X | X | X | X | X | X | X | X | X | X | X | X | X | X | X | X | X | X | X | X | X | X | X | X | X | X | X | X | X | X | n/a | n/a | X | X | X | X | X | X | X | X | X | X | X | n/a | n/a | n/a | n/a | n/a | n/a | n/a | n/a | n/a | n/a | n/a | n/a | X | X | X | n/a | n/a | n/a | n/a | n/a | n/a | n/a | n/a | n/a | n/a | n/a | n/a | n/a | n/a | n/a | n/a | X | X | X | n/a | n/a
FDI-0065 | Installation of FDI LT2-31113-0292. Add/Modify Blocks, Add/Modify Historian Database points, Update Group Points file. |  | Rev 1 |  | X | X | X | X | X | X | X | X | X | X | X | X | X | X | X | X | X | X | X | X | X | X | X | X | X | X | X | X | X | X | n/a | n/a | X | X | X | X | X | X | X | X | X | X | X | n/a | X | n/a | n/a | n/a | n/a | n/a | n/a | n/a | n/a | n/a | n/a | X | X | X | n/a | n/a | n/a | n/a | n/a | n/a | n/a | n/a | n/a | n/a | n/a | n/a | n/a | n/a | n/a | n/a | X | X | X | n/a | n/a
FDI-0066 | Open |  | Rev 0 |  | n/a | n/a | n/a | n/a | n/a | n/a | n/a | n/a | n/a | n/a | n/a | n/a | n/a | n/a | n/a | n/a | n/a | n/a | n/a | n/a | n/a | n/a | n/a | n/a | n/a | n/a | n/a | n/a | n/a | n/a | n/a | n/a | n/a | n/a | n/a | n/a | n/a | n/a | n/a | n/a | n/a | n/a | n/a | n/a | n/a | n/a | n/a | n/a | n/a | n/a | n/a | n/a | n/a | n/a | n/a | n/a | n/a | n/a | n/a | n/a | n/a | n/a | n/a | n/a | n/a | n/a | n/a | n/a | n/a | n/a | n/a | n/a | n/a | n/a | n/a | n/a | n/a | n/a | n/a
FDI-0067 | Installation of FDI LT2-31113-0351. Add/Modify Blocks, Add/Modify Historian Database points, Update Group Points file. |  | Rev 1 |  | X | X | X | X | X | X | X | X | X | X | X | X | X | X | X | X | X | X | X | X | X | X | X | X | X | X | X | X | X | X | n/a | n/a | X | X | X | X | X | X | X | X | X | X | X | n/a | X | X | n/a | n/a | n/a | n/a | n/a | n/a | n/a | n/a | n/a | X | X | X | n/a | n/a | n/a | n/a | n/a | n/a | n/a | n/a | n/a | n/a | n/a | n/a | n/a | n/a | n/a | n/a | X | X | X | n/a | n/a
FDI-0068 | Installation of FDI LT2-31113-0353. Add/Modify Blocks, Add/Modify Historian Database points, Update Group Points file. |  | Rev 0 |  | X | X | X | X | X | X | X | X | X | X | X | X | X | X | X | X | X | X | X | X | X | X | X | X | X | X | X | X | X | X | n/a | n/a | X | X | X | X | X | X | X | X | X | X | X | n/a | X | X | n/a | n/a | n/a | n/a | n/a | n/a | n/a | n/a | n/a | X | X | X | n/a | n/a | n/a | n/a | n/a | n/a | n/a | n/a | n/a | n/a | n/a | n/a | n/a | n/a | n/a | n/a | X | X | X | n/a | n/a
FDI-0069 | Installation of FDI LT2-31113-0310. ICC Add/Modify Blocks, Graphic Modifications. Add/Modify Historian Database points., Update Group Points filie. |  | Rev 1 |  | X | X | X | X | X | X | X | X | X | X | X | X | X | X | X | X | X | X | X | X | X | X | X | X | X | X | X | X | X | X | n/a | n/a | X | X | X | X | X | X | X | X | X | X | X | n/a | n/a | n/a | n/a | X | X | n/a | n/a | n/a | n/a | n/a | n/a | X | X | X | n/a | n/a | n/a | n/a | n/a | n/a | n/a | n/a | n/a | n/a | n/a | n/a | n/a | n/a | n/a | n/a | X | X | X | n/a | n/a
FDI-0070 | Installation of FDI LT2-31113-0195. ICC Add/Modify Blocks, Modify Graphics. |  | Rev 0 |  | X | X | X | X | X | X | X | X | X | X | X | X | X | X | X | X | X | X | X | X | X | X | X | X | X | X | X | X | X | X | n/a | n/a | X | X | X | X | X | X | X | X | X | X | X | n/a | n/a | n/a | n/a | n/a | n/a | n/a | n/a | n/a | n/a | n/a | n/a | X | X | X | n/a | n/a | n/a | n/a | n/a | n/a | n/a | n/a | n/a | n/a | n/a | n/a | n/a | n/a | n/a | n/a | X | X | X | n/a | n/a
FDI-0071 | Installation of FDI LT2-31113-0154. Add/Modify Blocks, Add/Modify Historian Database points, Update Group Points file. |  | Rev 1 |  | X | X | X | X | X | X | X | X | X | X | X | X | X | X | X | X | X | X | X | X | X | X | X | X | X | X | X | X | X | X | n/a | n/a | X | X | X | X | X | X | X | X | X | X | X | n/a | n/a | n/a | n/a | n/a | n/a | n/a | X | n/a | n/a | n/a | n/a | X | X | X | n/a | n/a | n/a | n/a | n/a | n/a | n/a | n/a | n/a | n/a | n/a | n/a | n/a | n/a | n/a | n/a | X | X | X | n/a | n/a
FDI-0072 | Installation of FDI LT2-31113-0330. Add/Modify Blocks, Add/Modify Historian Database points, Update Group Points file. |  | Rev 0 |  | X | X | X | X | X | X | X | X | X | X | X | X | X | X | X | X | X | X | X | X | X | X | X | X | X | X | X | X | X | X | n/a | n/a | X | X | X | X | X | X | X | X | X | X | X | n/a | X | X | n/a | n/a | n/a | n/a | n/a | n/a | n/a | n/a | n/a | X | X | X | n/a | n/a | n/a | n/a | n/a | n/a | n/a | n/a | n/a | n/a | n/a | n/a | n/a | n/a | n/a | n/a | X | X | X | n/a | n/a
FDI-0073 | Installation of FDI LT2-31113-0382. ICC Add/Modify Blocks. |  | Rev 1 |  | n/a | n/a | n/a | n/a | n/a | n/a | n/a | n/a | n/a | n/a | n/a | n/a | n/a | n/a | n/a | n/a | n/a | n/a | n/a | n/a | n/a | n/a | n/a | n/a | n/a | n/a | n/a | n/a | n/a | n/a | n/a | n/a | n/a | n/a | n/a | n/a | n/a | n/a | n/a | X | n/a | n/a | n/a | n/a | n/a | n/a | n/a | n/a | n/a | n/a | n/a | n/a | n/a | n/a | n/a | n/a | n/a | n/a | n/a | n/a | n/a | n/a | n/a | n/a | n/a | n/a | n/a | n/a | n/a | n/a | n/a | n/a | n/a | n/a | n/a | n/a | n/a | n/a | n/a
FDI-0074 | Installation of FDI LT2-31113-0331. Add/Modify Blocks, Add/Modify Historian Database points, Update Group Points file. |  | Rev 1 |  | X | X | X | X | X | X | X | X | X | X | X | X | X | X | X | X | X | X | X | X | X | X | X | X | X | X | X | X | X | X | n/a | n/a | X | X | X | X | X | X | X | X | X | X | X | n/a | X | n/a | n/a | n/a | n/a | n/a | n/a | n/a | n/a | n/a | n/a | X | X | X | n/a | n/a | n/a | n/a | n/a | n/a | n/a | n/a | n/a | n/a | n/a | n/a | n/a | n/a | n/a | n/a | X | X | X | n/a | n/a
FDI-0075 | Installation of FDI LT2-31113-0332. Add/Modify Blocks, Add/Modify Historian Database points, Update Group Points file. |  | Rev 1 |  | X | X | X | X | X | X | X | X | X | X | X | X | X | X | X | X | X | X | X | X | X | X | X | X | X | X | X | X | X | X | n/a | n/a | X | X | X | X | X | X | X | X | X | X | X | n/a | X | X | n/a | n/a | n/a | n/a | n/a | n/a | n/a | n/a | n/a | X | X | X | n/a | n/a | n/a | n/a | n/a | n/a | n/a | n/a | n/a | n/a | n/a | n/a | n/a | n/a | n/a | n/a | X | X | X | n/a | n/a
FDI-0076 | Installation of FDI LT2-31113-0132. ICC Add/Modify Blocks. |  | Rev 1 |  | n/a | n/a | n/a | n/a | n/a | n/a | n/a | n/a | n/a | n/a | n/a | n/a | n/a | n/a | n/a | n/a | n/a | n/a | n/a | n/a | n/a | n/a | n/a | n/a | n/a | n/a | n/a | n/a | n/a | n/a | n/a | n/a | n/a | n/a | n/a | n/a | n/a | n/a | X | X | n/a | n/a | n/a | n/a | n/a | n/a | n/a | n/a | n/a | n/a | n/a | n/a | n/a | n/a | n/a | n/a | n/a | n/a | n/a | n/a | n/a | n/a | n/a | n/a | n/a | n/a | n/a | n/a | n/a | n/a | n/a | n/a | n/a | n/a | n/a | n/a | n/a | n/a | n/a
FDI-0077 | Installation of FDI LT2-31113-0166. ICC Add/Modify Blocks. |  | Rev 0 |  | n/a | n/a | n/a | n/a | n/a | n/a | n/a | n/a | n/a | n/a | n/a | n/a | n/a | n/a | n/a | n/a | n/a | n/a | n/a | n/a | n/a | n/a | n/a | n/a | n/a | n/a | n/a | n/a | n/a | n/a | n/a | n/a | n/a | n/a | n/a | n/a | n/a | n/a | n/a | X | n/a | n/a | n/a | n/a | n/a | n/a | n/a | n/a | n/a | n/a | n/a | n/a | n/a | n/a | n/a | n/a | n/a | n/a | n/a | n/a | n/a | n/a | n/a | n/a | n/a | n/a | n/a | n/a | n/a | n/a | n/a | n/a | n/a | n/a | n/a | n/a | n/a | n/a | n/a
FDI-0078 | Installation of FDI LT2-31113-0296. Graphic Modifications |  | Rev 0 |  | X | X | X | X | X | X | X | X | X | X | X | X | X | X | X | X | X | X | X | X | X | X | X | X | X | X | X | X | X | X | n/a | n/a | X | X | X | X | X | X | X | X | X | X | X | n/a | n/a | n/a | n/a | n/a | n/a | n/a | n/a | n/a | n/a | n/a | n/a | X | X | X | n/a | n/a | n/a | n/a | n/a | n/a | n/a | n/a | n/a | n/a | n/a | n/a | n/a | n/a | n/a | n/a | X | X | X | n/a | n/a
FDI-0079 | Installation of FDI LT2-31113-0238. Add/Modify Blocks, Add/Modify Historian Database points, Update Group Points file. |  | Rev 1 |  | X | X | X | X | X | X | X | X | X | X | X | X | X | X | X | X | X | X | X | X | X | X | X | X | X | X | X | X | X | X | n/a | n/a | X | X | X | X | X | X | X | X | X | X | X | n/a | n/a | n/a | n/a | n/a | X | n/a | n/a | n/a | n/a | n/a | n/a | X | X | X | n/a | n/a | n/a | n/a | n/a | n/a | n/a | n/a | n/a | n/a | n/a | n/a | n/a | n/a | n/a | n/a | X | X | X | n/a | n/a
FDI-0080 | Installation of FDI LT2-31113-0182. ICC Add/Modify Blocks. |  | Rev 0 |  | n/a | n/a | n/a | n/a | n/a | n/a | n/a | n/a | n/a | n/a | n/a | n/a | n/a | n/a | n/a | n/a | n/a | n/a | n/a | n/a | n/a | n/a | n/a | n/a | n/a | n/a | n/a | n/a | n/a | n/a | n/a | n/a | n/a | n/a | n/a | n/a | n/a | n/a | X | X | X | n/a | n/a | n/a | n/a | n/a | n/a | n/a | n/a | n/a | n/a | n/a | n/a | n/a | n/a | n/a | n/a | n/a | n/a | n/a | n/a | n/a | n/a | n/a | n/a | n/a | n/a | n/a | n/a | n/a | n/a | n/a | n/a | n/a | n/a | n/a | n/a | n/a | n/a
FDI-0081 | Installation of FDI LT2-31113-0219. ICC Add/Modify Blocks. |  | Rev 0 |  | n/a | n/a | n/a | n/a | n/a | n/a | n/a | n/a | n/a | n/a | n/a | n/a | n/a | n/a | n/a | n/a | n/a | n/a | n/a | n/a | n/a | n/a | n/a | n/a | n/a | n/a | n/a | n/a | n/a | n/a | n/a | n/a | n/a | n/a | n/a | n/a | n/a | n/a | n/a | X | n/a | n/a | n/a | n/a | n/a | n/a | n/a | n/a | n/a | n/a | n/a | n/a | n/a | n/a | n/a | n/a | n/a | n/a | n/a | n/a | n/a | n/a | n/a | n/a | n/a | n/a | n/a | n/a | n/a | n/a | n/a | n/a | n/a | n/a | n/a | n/a | n/a | n/a | n/a
FDI-0082 | Open |  | Rev 0 |  | n/a | n/a | n/a | n/a | n/a | n/a | n/a | n/a | n/a | n/a | n/a | n/a | n/a | n/a | n/a | n/a | n/a | n/a | n/a | n/a | n/a | n/a | n/a | n/a | n/a | n/a | n/a | n/a | n/a | n/a | n/a | n/a | n/a | n/a | n/a | n/a | n/a | n/a | n/a | n/a | n/a | n/a | n/a | n/a | n/a | n/a | n/a | n/a | n/a | n/a | n/a | n/a | n/a | n/a | n/a | n/a | n/a | n/a | n/a | n/a | n/a | n/a | n/a | n/a | n/a | n/a | n/a | n/a | n/a | n/a | n/a | n/a | n/a | n/a | n/a | n/a | n/a | n/a | n/a
FDI-0083 | Open |  | Rev 0 |  | n/a | n/a | n/a | n/a | n/a | n/a | n/a | n/a | n/a | n/a | n/a | n/a | n/a | n/a | n/a | n/a | n/a | n/a | n/a | n/a | n/a | n/a | n/a | n/a | n/a | n/a | n/a | n/a | n/a | n/a | n/a | n/a | n/a | n/a | n/a | n/a | n/a | n/a | n/a | n/a | n/a | n/a | n/a | n/a | n/a | n/a | n/a | n/a | n/a | n/a | n/a | n/a | n/a | n/a | n/a | n/a | n/a | n/a | n/a | n/a | n/a | n/a | n/a | n/a | n/a | n/a | n/a | n/a | n/a | n/a | n/a | n/a | n/a | n/a | n/a | n/a | n/a | n/a | n/a
FDI-0084 | Open |  | Rev 0 |  | n/a | n/a | n/a | n/a | n/a | n/a | n/a | n/a | n/a | n/a | n/a | n/a | n/a | n/a | n/a | n/a | n/a | n/a | n/a | n/a | n/a | n/a | n/a | n/a | n/a | n/a | n/a | n/a | n/a | n/a | n/a | n/a | n/a | n/a | n/a | n/a | n/a | n/a | n/a | n/a | n/a | n/a | n/a | n/a | n/a | n/a | n/a | n/a | n/a | n/a | n/a | n/a | n/a | n/a | n/a | n/a | n/a | n/a | n/a | n/a | n/a | n/a | n/a | n/a | n/a | n/a | n/a | n/a | n/a | n/a | n/a | n/a | n/a | n/a | n/a | n/a | n/a | n/a | n/a
FDI-0085 | Open |  | Rev 0 |  | n/a | n/a | n/a | n/a | n/a | n/a | n/a | n/a | n/a | n/a | n/a | n/a | n/a | n/a | n/a | n/a | n/a | n/a | n/a | n/a | n/a | n/a | n/a | n/a | n/a | n/a | n/a | n/a | n/a | n/a | n/a | n/a | n/a | n/a | n/a | n/a | n/a | n/a | n/a | n/a | n/a | n/a | n/a | n/a | n/a | n/a | n/a | n/a | n/a | n/a | n/a | n/a | n/a | n/a | n/a | n/a | n/a | n/a | n/a | n/a | n/a | n/a | n/a | n/a | n/a | n/a | n/a | n/a | n/a | n/a | n/a | n/a | n/a | n/a | n/a | n/a | n/a | n/a | n/a
FDI-0086 | Installation of FDI LT2-31113-0132. ICC Add/Modify Blocks. |  | Rev 0 |  | n/a | n/a | n/a | n/a | n/a | n/a | n/a | n/a | n/a | n/a | n/a | n/a | n/a | n/a | n/a | n/a | n/a | n/a | n/a | n/a | n/a | n/a | n/a | n/a | n/a | n/a | n/a | n/a | n/a | n/a | n/a | n/a | n/a | n/a | n/a | n/a | n/a | n/a | n/a | X | n/a | n/a | n/a | n/a | n/a | n/a | n/a | n/a | n/a | n/a | n/a | n/a | n/a | n/a | n/a | n/a | n/a | n/a | n/a | n/a | n/a | n/a | n/a | n/a | n/a | n/a | n/a | n/a | n/a | n/a | n/a | n/a | n/a | n/a | n/a | n/a | n/a | n/a | n/a
FDI-0087 | Open |  | Rev 0 |  | n/a | n/a | n/a | n/a | n/a | n/a | n/a | n/a | n/a | n/a | n/a | n/a | n/a | n/a | n/a | n/a | n/a | n/a | n/a | n/a | n/a | n/a | n/a | n/a | n/a | n/a | n/a | n/a | n/a | n/a | n/a | n/a | n/a | n/a | n/a | n/a | n/a | n/a | n/a | n/a | n/a | n/a | n/a | n/a | n/a | n/a | n/a | n/a | n/a | n/a | n/a | n/a | n/a | n/a | n/a | n/a | n/a | n/a | n/a | n/a | n/a | n/a | n/a | n/a | n/a | n/a | n/a | n/a | n/a | n/a | n/a | n/a | n/a | n/a | n/a | n/a | n/a | n/a | n/a
FDI-0088 | Installation of FDI LT2-31113-0192. ICC Add/Modify Blocks. |  | Rev 0 |  | n/a | n/a | n/a | n/a | n/a | n/a | n/a | n/a | n/a | n/a | n/a | n/a | n/a | n/a | n/a | n/a | n/a | n/a | n/a | n/a | n/a | n/a | n/a | n/a | n/a | n/a | n/a | n/a | n/a | n/a | n/a | n/a | n/a | n/a | n/a | n/a | n/a | n/a | n/a | X | n/a | n/a | n/a | n/a | n/a | n/a | n/a | n/a | n/a | n/a | n/a | n/a | n/a | n/a | n/a | n/a | n/a | n/a | n/a | n/a | n/a | n/a | n/a | n/a | n/a | n/a | n/a | n/a | n/a | n/a | n/a | n/a | n/a | n/a | n/a | n/a | n/a | n/a | n/a
FDI-0089 | Open |  | Rev 0 |  | n/a | n/a | n/a | n/a | n/a | n/a | n/a | n/a | n/a | n/a | n/a | n/a | n/a | n/a | n/a | n/a | n/a | n/a | n/a | n/a | n/a | n/a | n/a | n/a | n/a | n/a | n/a | n/a | n/a | n/a | n/a | n/a | n/a | n/a | n/a | n/a | n/a | n/a | n/a | n/a | n/a | n/a | n/a | n/a | n/a | n/a | n/a | n/a | n/a | n/a | n/a | n/a | n/a | n/a | n/a | n/a | n/a | n/a | n/a | n/a | n/a | n/a | n/a | n/a | n/a | n/a | n/a | n/a | n/a | n/a | n/a | n/a | n/a | n/a | n/a | n/a | n/a | n/a | n/a
FDI-0090 | Installation of FDI LT2-31113-0418. Add/Modify Blocks, Add/Modify Historian Database points, Update Group Points file. |  | Rev 0 |  | X | X | X | X | X | X | X | X | X | X | X | X | X | X | X | X | X | X | X | X | X | X | X | X | X | X | X | X | X | X | n/a | n/a | X | X | X | X | X | X | X | X | X | X | X | n/a | n/a | n/a | n/a | X | n/a | n/a | X | n/a | n/a | n/a | n/a | X | X | X | n/a | n/a | n/a | n/a | n/a | n/a | n/a | n/a | n/a | n/a | n/a | n/a | n/a | n/a | n/a | n/a | X | X | X | n/a | n/a
FDI-0091 | Open |  | Rev 0 |  | n/a | n/a | n/a | n/a | n/a | n/a | n/a | n/a | n/a | n/a | n/a | n/a | n/a | n/a | n/a | n/a | n/a | n/a | n/a | n/a | n/a | n/a | n/a | n/a | n/a | n/a | n/a | n/a | n/a | n/a | n/a | n/a | n/a | n/a | n/a | n/a | n/a | n/a | n/a | n/a | n/a | n/a | n/a | n/a | n/a | n/a | n/a | n/a | n/a | n/a | n/a | n/a | n/a | n/a | n/a | n/a | n/a | n/a | n/a | n/a | n/a | n/a | n/a | n/a | n/a | n/a | n/a | n/a | n/a | n/a | n/a | n/a | n/a | n/a | n/a | n/a | n/a | n/a | n/a
FDI-0092 | Open |  | Rev 0 |  | n/a | n/a | n/a | n/a | n/a | n/a | n/a | n/a | n/a | n/a | n/a | n/a | n/a | n/a | n/a | n/a | n/a | n/a | n/a | n/a | n/a | n/a | n/a | n/a | n/a | n/a | n/a | n/a | n/a | n/a | n/a | n/a | n/a | n/a | n/a | n/a | n/a | n/a | n/a | n/a | n/a | n/a | n/a | n/a | n/a | n/a | n/a | n/a | n/a | n/a | n/a | n/a | n/a | n/a | n/a | n/a | n/a | n/a | n/a | n/a | n/a | n/a | n/a | n/a | n/a | n/a | n/a | n/a | n/a | n/a | n/a | n/a | n/a | n/a | n/a | n/a | n/a | n/a | n/a
FDI-0093 | Installation of FDI LT2-31113-0217. ICC Add/Modify Blocks. |  | Rev 0 |  | n/a | n/a | n/a | n/a | n/a | n/a | n/a | n/a | n/a | n/a | n/a | n/a | n/a | n/a | n/a | n/a | n/a | n/a | n/a | n/a | n/a | n/a | n/a | n/a | n/a | n/a | n/a | n/a | n/a | n/a | n/a | n/a | n/a | n/a | n/a | n/a | n/a | n/a | X | X | X | n/a | n/a | n/a | n/a | n/a | n/a | n/a | n/a | n/a | n/a | n/a | n/a | n/a | n/a | n/a | n/a | n/a | n/a | n/a | n/a | n/a | n/a | n/a | n/a | n/a | n/a | n/a | n/a | n/a | n/a | n/a | n/a | n/a | n/a | n/a | n/a | n/a | n/a
FDI-0094 | Open |  | Rev 0 |  | n/a | n/a | n/a | n/a | n/a | n/a | n/a | n/a | n/a | n/a | n/a | n/a | n/a | n/a | n/a | n/a | n/a | n/a | n/a | n/a | n/a | n/a | n/a | n/a | n/a | n/a | n/a | n/a | n/a | n/a | n/a | n/a | n/a | n/a | n/a | n/a | n/a | n/a | n/a | n/a | n/a | n/a | n/a | n/a | n/a | n/a | n/a | n/a | n/a | n/a | n/a | n/a | n/a | n/a | n/a | n/a | n/a | n/a | n/a | n/a | n/a | n/a | n/a | n/a | n/a | n/a | n/a | n/a | n/a | n/a | n/a | n/a | n/a | n/a | n/a | n/a | n/a | n/a | n/a
FDI-0095 | Open |  | Rev 0 |  | n/a | n/a | n/a | n/a | n/a | n/a | n/a | n/a | n/a | n/a | n/a | n/a | n/a | n/a | n/a | n/a | n/a | n/a | n/a | n/a | n/a | n/a | n/a | n/a | n/a | n/a | n/a | n/a | n/a | n/a | n/a | n/a | n/a | n/a | n/a | n/a | n/a | n/a | n/a | n/a | n/a | n/a | n/a | n/a | n/a | n/a | n/a | n/a | n/a | n/a | n/a | n/a | n/a | n/a | n/a | n/a | n/a | n/a | n/a | n/a | n/a | n/a | n/a | n/a | n/a | n/a | n/a | n/a | n/a | n/a | n/a | n/a | n/a | n/a | n/a | n/a | n/a | n/a | n/a
FDI-0096 | Open |  | Rev 0 |  | n/a | n/a | n/a | n/a | n/a | n/a | n/a | n/a | n/a | n/a | n/a | n/a | n/a | n/a | n/a | n/a | n/a | n/a | n/a | n/a | n/a | n/a | n/a | n/a | n/a | n/a | n/a | n/a | n/a | n/a | n/a | n/a | n/a | n/a | n/a | n/a | n/a | n/a | n/a | n/a | n/a | n/a | n/a | n/a | n/a | n/a | n/a | n/a | n/a | n/a | n/a | n/a | n/a | n/a | n/a | n/a | n/a | n/a | n/a | n/a | n/a | n/a | n/a | n/a | n/a | n/a | n/a | n/a | n/a | n/a | n/a | n/a | n/a | n/a | n/a | n/a | n/a | n/a | n/a
FDI-0097 | Open |  | Rev 0 |  | n/a | n/a | n/a | n/a | n/a | n/a | n/a | n/a | n/a | n/a | n/a | n/a | n/a | n/a | n/a | n/a | n/a | n/a | n/a | n/a | n/a | n/a | n/a | n/a | n/a | n/a | n/a | n/a | n/a | n/a | n/a | n/a | n/a | n/a | n/a | n/a | n/a | n/a | n/a | n/a | n/a | n/a | n/a | n/a | n/a | n/a | n/a | n/a | n/a | n/a | n/a | n/a | n/a | n/a | n/a | n/a | n/a | n/a | n/a | n/a | n/a | n/a | n/a | n/a | n/a | n/a | n/a | n/a | n/a | n/a | n/a | n/a | n/a | n/a | n/a | n/a | n/a | n/a | n/a
FDI-0098 | Open |  | Rev 0 |  | n/a | n/a | n/a | n/a | n/a | n/a | n/a | n/a | n/a | n/a | n/a | n/a | n/a | n/a | n/a | n/a | n/a | n/a | n/a | n/a | n/a | n/a | n/a | n/a | n/a | n/a | n/a | n/a | n/a | n/a | n/a | n/a | n/a | n/a | n/a | n/a | n/a | n/a | n/a | n/a | n/a | n/a | n/a | n/a | n/a | n/a | n/a | n/a | n/a | n/a | n/a | n/a | n/a | n/a | n/a | n/a | n/a | n/a | n/a | n/a | n/a | n/a | n/a | n/a | n/a | n/a | n/a | n/a | n/a | n/a | n/a | n/a | n/a | n/a | n/a | n/a | n/a | n/a | n/a
FDI-0099 | Open |  | Rev 0 |  | n/a | n/a | n/a | n/a | n/a | n/a | n/a | n/a | n/a | n/a | n/a | n/a | n/a | n/a | n/a | n/a | n/a | n/a | n/a | n/a | n/a | n/a | n/a | n/a | n/a | n/a | n/a | n/a | n/a | n/a | n/a | n/a | n/a | n/a | n/a | n/a | n/a | n/a | n/a | n/a | n/a | n/a | n/a | n/a | n/a | n/a | n/a | n/a | n/a | n/a | n/a | n/a | n/a | n/a | n/a | n/a | n/a | n/a | n/a | n/a | n/a | n/a | n/a | n/a | n/a | n/a | n/a | n/a | n/a | n/a | n/a | n/a | n/a | n/a | n/a | n/a | n/a | n/a | n/a
FDI-0100 | Open |  | Rev 0 |  | n/a | n/a | n/a | n/a | n/a | n/a | n/a | n/a | n/a | n/a | n/a | n/a | n/a | n/a | n/a | n/a | n/a | n/a | n/a | n/a | n/a | n/a | n/a | n/a | n/a | n/a | n/a | n/a | n/a | n/a | n/a | n/a | n/a | n/a | n/a | n/a | n/a | n/a | n/a | n/a | n/a | n/a | n/a | n/a | n/a | n/a | n/a | n/a | n/a | n/a | n/a | n/a | n/a | n/a | n/a | n/a | n/a | n/a | n/a | n/a | n/a | n/a | n/a | n/a | n/a | n/a | n/a | n/a | n/a | n/a | n/a | n/a | n/a | n/a | n/a | n/a | n/a | n/a | n/a
FDI-0101 | Open |  | Rev 0 |  | n/a | n/a | n/a | n/a | n/a | n/a | n/a | n/a | n/a | n/a | n/a | n/a | n/a | n/a | n/a | n/a | n/a | n/a | n/a | n/a | n/a | n/a | n/a | n/a | n/a | n/a | n/a | n/a | n/a | n/a | n/a | n/a | n/a | n/a | n/a | n/a | n/a | n/a | n/a | n/a | n/a | n/a | n/a | n/a | n/a | n/a | n/a | n/a | n/a | n/a | n/a | n/a | n/a | n/a | n/a | n/a | n/a | n/a | n/a | n/a | n/a | n/a | n/a | n/a | n/a | n/a | n/a | n/a | n/a | n/a | n/a | n/a | n/a | n/a | n/a | n/a | n/a | n/a | n/a
FDI-0102 | Open |  | Rev 0 |  | n/a | n/a | n/a | n/a | n/a | n/a | n/a | n/a | n/a | n/a | n/a | n/a | n/a | n/a | n/a | n/a | n/a | n/a | n/a | n/a | n/a | n/a | n/a | n/a | n/a | n/a | n/a | n/a | n/a | n/a | n/a | n/a | n/a | n/a | n/a | n/a | n/a | n/a | n/a | n/a | n/a | n/a | n/a | n/a | n/a | n/a | n/a | n/a | n/a | n/a | n/a | n/a | n/a | n/a | n/a | n/a | n/a | n/a | n/a | n/a | n/a | n/a | n/a | n/a | n/a | n/a | n/a | n/a | n/a | n/a | n/a | n/a | n/a | n/a | n/a | n/a | n/a | n/a | n/a
FDI-0103 | Installation of FDI LT2-31113-0333. Add/Modify Blocks, Add/Modify Historian Database points, Update Group Points file. |  | Rev 0 |  | X | X | X | X | X | X | X | X | X | X | X | X | X | X | X | X | X | X | X | X | X | X | X | X | X | X | X | X | X | X | n/a | n/a | X | X | X | X | X | X | X | X | X | X | X | n/a | X | X | X | n/a | n/a | n/a | X | n/a | n/a | n/a | X | X | X | X | n/a | n/a | n/a | n/a | n/a | n/a | n/a | n/a | n/a | n/a | n/a | n/a | n/a | n/a | n/a | n/a | X | X | X | n/a | n/a
FDI-0104 | Open |  | Rev 0 |  | n/a | n/a | n/a | n/a | n/a | n/a | n/a | n/a | n/a | n/a | n/a | n/a | n/a | n/a | n/a | n/a | n/a | n/a | n/a | n/a | n/a | n/a | n/a | n/a | n/a | n/a | n/a | n/a | n/a | n/a | n/a | n/a | n/a | n/a | n/a | n/a | n/a | n/a | n/a | n/a | n/a | n/a | n/a | n/a | n/a | n/a | n/a | n/a | n/a | n/a | n/a | n/a | n/a | n/a | n/a | n/a | n/a | n/a | n/a | n/a | n/a | n/a | n/a | n/a | n/a | n/a | n/a | n/a | n/a | n/a | n/a | n/a | n/a | n/a | n/a | n/a | n/a | n/a | n/a
FDI-0105 | Open |  | Rev 0 |  | n/a | n/a | n/a | n/a | n/a | n/a | n/a | n/a | n/a | n/a | n/a | n/a | n/a | n/a | n/a | n/a | n/a | n/a | n/a | n/a | n/a | n/a | n/a | n/a | n/a | n/a | n/a | n/a | n/a | n/a | n/a | n/a | n/a | n/a | n/a | n/a | n/a | n/a | n/a | n/a | n/a | n/a | n/a | n/a | n/a | n/a | n/a | n/a | n/a | n/a | n/a | n/a | n/a | n/a | n/a | n/a | n/a | n/a | n/a | n/a | n/a | n/a | n/a | n/a | n/a | n/a | n/a | n/a | n/a | n/a | n/a | n/a | n/a | n/a | n/a | n/a | n/a | n/a | n/a
FDI-0106 | Open |  | Rev 0 |  | n/a | n/a | n/a | n/a | n/a | n/a | n/a | n/a | n/a | n/a | n/a | n/a | n/a | n/a | n/a | n/a | n/a | n/a | n/a | n/a | n/a | n/a | n/a | n/a | n/a | n/a | n/a | n/a | n/a | n/a | n/a | n/a | n/a | n/a | n/a | n/a | n/a | n/a | n/a | n/a | n/a | n/a | n/a | n/a | n/a | n/a | n/a | n/a | n/a | n/a | n/a | n/a | n/a | n/a | n/a | n/a | n/a | n/a | n/a | n/a | n/a | n/a | n/a | n/a | n/a | n/a | n/a | n/a | n/a | n/a | n/a | n/a | n/a | n/a | n/a | n/a | n/a | n/a | n/a
FDI-0107 | Open |  | Rev 0 |  | n/a | n/a | n/a | n/a | n/a | n/a | n/a | n/a | n/a | n/a | n/a | n/a | n/a | n/a | n/a | n/a | n/a | n/a | n/a | n/a | n/a | n/a | n/a | n/a | n/a | n/a | n/a | n/a | n/a | n/a | n/a | n/a | n/a | n/a | n/a | n/a | n/a | n/a | n/a | n/a | n/a | n/a | n/a | n/a | n/a | n/a | n/a | n/a | n/a | n/a | n/a | n/a | n/a | n/a | n/a | n/a | n/a | n/a | n/a | n/a | n/a | n/a | n/a | n/a | n/a | n/a | n/a | n/a | n/a | n/a | n/a | n/a | n/a | n/a | n/a | n/a | n/a | n/a | n/a
FDI-0108 | Open |  | Rev 0 |  | n/a | n/a | n/a | n/a | n/a | n/a | n/a | n/a | n/a | n/a | n/a | n/a | n/a | n/a | n/a | n/a | n/a | n/a | n/a | n/a | n/a | n/a | n/a | n/a | n/a | n/a | n/a | n/a | n/a | n/a | n/a | n/a | n/a | n/a | n/a | n/a | n/a | n/a | n/a | n/a | n/a | n/a | n/a | n/a | n/a | n/a | n/a | n/a | n/a | n/a | n/a | n/a | n/a | n/a | n/a | n/a | n/a | n/a | n/a | n/a | n/a | n/a | n/a | n/a | n/a | n/a | n/a | n/a | n/a | n/a | n/a | n/a | n/a | n/a | n/a | n/a | n/a | n/a | n/a
FDI-0109 | Open |  | Rev 0 |  | n/a | n/a | n/a | n/a | n/a | n/a | n/a | n/a | n/a | n/a | n/a | n/a | n/a | n/a | n/a | n/a | n/a | n/a | n/a | n/a | n/a | n/a | n/a | n/a | n/a | n/a | n/a | n/a | n/a | n/a | n/a | n/a | n/a | n/a | n/a | n/a | n/a | n/a | n/a | n/a | n/a | n/a | n/a | n/a | n/a | n/a | n/a | n/a | n/a | n/a | n/a | n/a | n/a | n/a | n/a | n/a | n/a | n/a | n/a | n/a | n/a | n/a | n/a | n/a | n/a | n/a | n/a | n/a | n/a | n/a | n/a | n/a | n/a | n/a | n/a | n/a | n/a | n/a | n/a
FDI-0110 | Open |  | Rev 0 |  | n/a | n/a | n/a | n/a | n/a | n/a | n/a | n/a | n/a | n/a | n/a | n/a | n/a | n/a | n/a | n/a | n/a | n/a | n/a | n/a | n/a | n/a | n/a | n/a | n/a | n/a | n/a | n/a | n/a | n/a | n/a | n/a | n/a | n/a | n/a | n/a | n/a | n/a | n/a | n/a | n/a | n/a | n/a | n/a | n/a | n/a | n/a | n/a | n/a | n/a | n/a | n/a | n/a | n/a | n/a | n/a | n/a | n/a | n/a | n/a | n/a | n/a | n/a | n/a | n/a | n/a | n/a | n/a | n/a | n/a | n/a | n/a | n/a | n/a | n/a | n/a | n/a | n/a | n/a
FDI-0111 | Installation of FDI LT2-31113-0413. ICC Add/Modify Blocks. |  | Rev 0 |  | n/a | n/a | n/a | n/a | n/a | n/a | n/a | n/a | n/a | n/a | n/a | n/a | n/a | n/a | n/a | n/a | n/a | n/a | n/a | n/a | n/a | n/a | n/a | n/a | n/a | n/a | n/a | n/a | n/a | n/a | n/a | n/a | n/a | n/a | n/a | n/a | n/a | n/a | n/a | n/a | n/a | X | n/a | n/a | n/a | n/a | n/a | n/a | n/a | n/a | n/a | n/a | n/a | n/a | n/a | n/a | n/a | n/a | n/a | n/a | n/a | n/a | n/a | n/a | n/a | n/a | n/a | n/a | n/a | n/a | n/a | n/a | n/a | n/a | n/a | n/a | n/a | n/a | n/a
FDI-0112 | Installation of FDI LT2-31113-0414. ICC Add/Modify Blocks. |  | Rev 0 |  | n/a | n/a | n/a | n/a | n/a | n/a | n/a | n/a | n/a | n/a | n/a | n/a | n/a | n/a | n/a | n/a | n/a | n/a | n/a | n/a | n/a | n/a | n/a | n/a | n/a | n/a | n/a | n/a | n/a | n/a | n/a | n/a | n/a | n/a | n/a | n/a | n/a | n/a | n/a | n/a | X | n/a | n/a | n/a | n/a | n/a | n/a | n/a | n/a | n/a | n/a | n/a | n/a | n/a | n/a | n/a | n/a | n/a | n/a | n/a | n/a | n/a | n/a | n/a | n/a | n/a | n/a | n/a | n/a | n/a | n/a | n/a | n/a | n/a | n/a | n/a | n/a | n/a | n/a
FDI-0113 | Open |  | Rev 0 |  | n/a | n/a | n/a | n/a | n/a | n/a | n/a | n/a | n/a | n/a | n/a | n/a | n/a | n/a | n/a | n/a | n/a | n/a | n/a | n/a | n/a | n/a | n/a | n/a | n/a | n/a | n/a | n/a | n/a | n/a | n/a | n/a | n/a | n/a | n/a | n/a | n/a | n/a | n/a | n/a | n/a | n/a | n/a | n/a | n/a | n/a | n/a | n/a | n/a | n/a | n/a | n/a | n/a | n/a | n/a | n/a | n/a | n/a | n/a | n/a | n/a | n/a | n/a | n/a | n/a | n/a | n/a | n/a | n/a | n/a | n/a | n/a | n/a | n/a | n/a | n/a | n/a | n/a | n/a
FDI-0114 | Installation of FDI LT2-31113-0425. ICC Add/Modify Blocks. |  | Rev 0 |  | n/a | n/a | n/a | n/a | n/a | n/a | n/a | n/a | n/a | n/a | n/a | n/a | n/a | n/a | n/a | n/a | n/a | n/a | n/a | n/a | n/a | n/a | n/a | n/a | n/a | n/a | n/a | n/a | n/a | n/a | n/a | n/a | n/a | n/a | n/a | n/a | n/a | n/a | n/a | n/a | X | n/a | n/a | n/a | n/a | n/a | n/a | n/a | n/a | n/a | n/a | n/a | n/a | n/a | n/a | n/a | n/a | n/a | n/a | n/a | n/a | n/a | n/a | n/a | n/a | n/a | n/a | n/a | n/a | n/a | n/a | n/a | n/a | n/a | n/a | n/a | n/a | n/a | n/a
FDI-0115 | Open |  | Rev 0 |  | n/a | n/a | n/a | n/a | n/a | n/a | n/a | n/a | n/a | n/a | n/a | n/a | n/a | n/a | n/a | n/a | n/a | n/a | n/a | n/a | n/a | n/a | n/a | n/a | n/a | n/a | n/a | n/a | n/a | n/a | n/a | n/a | n/a | n/a | n/a | n/a | n/a | n/a | n/a | n/a | n/a | n/a | n/a | n/a | n/a | n/a | n/a | n/a | n/a | n/a | n/a | n/a | n/a | n/a | n/a | n/a | n/a | n/a | n/a | n/a | n/a | n/a | n/a | n/a | n/a | n/a | n/a | n/a | n/a | n/a | n/a | n/a | n/a | n/a | n/a | n/a | n/a | n/a | n/a
FDI-0116 | Open |  | Rev 0 |  | n/a | n/a | n/a | n/a | n/a | n/a | n/a | n/a | n/a | n/a | n/a | n/a | n/a | n/a | n/a | n/a | n/a | n/a | n/a | n/a | n/a | n/a | n/a | n/a | n/a | n/a | n/a | n/a | n/a | n/a | n/a | n/a | n/a | n/a | n/a | n/a | n/a | n/a | n/a | n/a | n/a | n/a | n/a | n/a | n/a | n/a | n/a | n/a | n/a | n/a | n/a | n/a | n/a | n/a | n/a | n/a | n/a | n/a | n/a | n/a | n/a | n/a | n/a | n/a | n/a | n/a | n/a | n/a | n/a | n/a | n/a | n/a | n/a | n/a | n/a | n/a | n/a | n/a | n/a
FDI-0117 | Installation of FDI LT2-31113-0321 FBM240 hardware swap. |  | Rev 0 |  | n/a | n/a | n/a | n/a | n/a | n/a | n/a | n/a | n/a | n/a | n/a | n/a | n/a | n/a | n/a | n/a | n/a | n/a | n/a | n/a | n/a | n/a | n/a | n/a | n/a | n/a | n/a | n/a | n/a | n/a | n/a | n/a | n/a | n/a | n/a | n/a | n/a | n/a | n/a | X | n/a | n/a | n/a | n/a | n/a | n/a | n/a | n/a | n/a | n/a | n/a | n/a | n/a | n/a | n/a | n/a | n/a | n/a | n/a | n/a | n/a | n/a | n/a | n/a | n/a | n/a | n/a | n/a | n/a | n/a | n/a | n/a | n/a | n/a | n/a | n/a | n/a | n/a | n/a
FDI-0118 | Installation of FDI LT2-31113-0302. Add/Modify Blocks, Add/Modify Historian Database points, Update Group Points file, Add hardware, Update HSH. |  | Rev 1 |  | X | X | X | X | X | X | X | X | X | X | X | X | X | X | X | X | X | X | X | X | X | X | X | X | X | X | X | X | X | X | n/a | n/a | X | X | X | X | X | X | X | X | X | X | X | n/a | n/a | n/a | n/a | X | n/a | n/a | n/a | n/a | n/a | n/a | n/a | X | X | X | n/a | n/a | n/a | X | n/a | n/a | n/a | n/a | n/a | n/a | n/a | n/a | n/a | n/a | n/a | n/a | X | X | X | n/a | n/a
FDI-0119 | Installation of FDI LT2-31113-0349 Installation of NetSight Console Topology Manager |  | Rev 1 |  | n/a | n/a | n/a | n/a | n/a | n/a | n/a | n/a | n/a | n/a | n/a | n/a | n/a | n/a | n/a | n/a | n/a | n/a | n/a | n/a | n/a | n/a | n/a | n/a | n/a | n/a | n/a | n/a | n/a | n/a | n/a | n/a | n/a | n/a | n/a | n/a | n/a | n/a | n/a | n/a | n/a | n/a | n/a | n/a | n/a | n/a | n/a | n/a | n/a | n/a | n/a | n/a | n/a | n/a | n/a | n/a | n/a | n/a | n/a | n/a | n/a | n/a | n/a | n/a | n/a | n/a | n/a | n/a | n/a | n/a | n/a | n/a | X | n/a | n/a | n/a | n/a | n/a | n/a
FDI-0120 | Installation of FDI LT2-31113-0374 Installation of Firmware Fix For 497 Day Reset Problem on N-Series MESH DFE Switch Blades |  | Rev 0 |  | n/a | n/a | n/a | n/a | n/a | n/a | n/a | n/a | n/a | n/a | n/a | n/a | n/a | n/a | n/a | n/a | n/a | n/a | n/a | n/a | n/a | n/a | n/a | n/a | n/a | n/a | n/a | n/a | n/a | n/a | n/a | n/a | n/a | n/a | n/a | n/a | n/a | n/a | n/a | n/a | n/a | n/a | n/a | n/a | n/a | n/a | n/a | n/a | n/a | n/a | n/a | n/a | n/a | n/a | n/a | n/a | n/a | n/a | n/a | n/a | n/a | n/a | n/a | n/a | n/a | n/a | n/a | n/a | n/a | n/a | n/a | n/a | X | n/a | n/a | n/a | n/a | n/a | n/a
FDI-0121 | Open |  | Rev 0 |  | n/a | n/a | n/a | n/a | n/a | n/a | n/a | n/a | n/a | n/a | n/a | n/a | n/a | n/a | n/a | n/a | n/a | n/a | n/a | n/a | n/a | n/a | n/a | n/a | n/a | n/a | n/a | n/a | n/a | n/a | n/a | n/a | n/a | n/a | n/a | n/a | n/a | n/a | n/a | n/a | n/a | n/a | n/a | n/a | n/a | n/a | n/a | n/a | n/a | n/a | n/a | n/a | n/a | n/a | n/a | n/a | n/a | n/a | n/a | n/a | n/a | n/a | n/a | n/a | n/a | n/a | n/a | n/a | n/a | n/a | n/a | n/a | n/a | n/a | n/a | n/a | n/a | n/a | n/a
FDI-0122 | Open |  | Rev 0 |  | n/a | n/a | n/a | n/a | n/a | n/a | n/a | n/a | n/a | n/a | n/a | n/a | n/a | n/a | n/a | n/a | n/a | n/a | n/a | n/a | n/a | n/a | n/a | n/a | n/a | n/a | n/a | n/a | n/a | n/a | n/a | n/a | n/a | n/a | n/a | n/a | n/a | n/a | n/a | n/a | n/a | n/a | n/a | n/a | n/a | n/a | n/a | n/a | n/a | n/a | n/a | n/a | n/a | n/a | n/a | n/a | n/a | n/a | n/a | n/a | n/a | n/a | n/a | n/a | n/a | n/a | n/a | n/a | n/a | n/a | n/a | n/a | n/a | n/a | n/a | n/a | n/a | n/a | n/a
FDI-0123 | Installation of FDI LT2-31113-0250. Hardware Modifications |  | Rev 1 |  | n/a | n/a | n/a | n/a | n/a | n/a | n/a | n/a | n/a | n/a | n/a | n/a | n/a | n/a | n/a | n/a | n/a | n/a | n/a | n/a | n/a | n/a | n/a | n/a | n/a | n/a | n/a | n/a | n/a | n/a | n/a | n/a | n/a | n/a | n/a | n/a | n/a | n/a | n/a | n/a | n/a | n/a | n/a | n/a | n/a | n/a | n/a | n/a | n/a | n/a | n/a | n/a | n/a | n/a | n/a | n/a | n/a | n/a | n/a | n/a | n/a | n/a | n/a | n/a | n/a | n/a | n/a | n/a | n/a | n/a | n/a | n/a | n/a | n/a | n/a | n/a | n/a | n/a | n/a
FDI-0124 | Open |  | Rev 0 |  | n/a | n/a | n/a | n/a | n/a | n/a | n/a | n/a | n/a | n/a | n/a | n/a | n/a | n/a | n/a | n/a | n/a | n/a | n/a | n/a | n/a | n/a | n/a | n/a | n/a | n/a | n/a | n/a | n/a | n/a | n/a | n/a | n/a | n/a | n/a | n/a | n/a | n/a | n/a | n/a | n/a | n/a | n/a | n/a | n/a | n/a | n/a | n/a | n/a | n/a | n/a | n/a | n/a | n/a | n/a | n/a | n/a | n/a | n/a | n/a | n/a | n/a | n/a | n/a | n/a | n/a | n/a | n/a | n/a | n/a | n/a | n/a | n/a | n/a | n/a | n/a | n/a | n/a | n/a
FDI-0125 | Installation of FDI LT2-31113-0482. ICC Add/Modify Blocks, Modify Graphics. |  | Rev 0 |  | X | X | X | X | X | X | X | X | X | X | X | X | X | X | X | X | X | X | X | X | X | X | X | X | X | X | X | X | X | X | n/a | n/a | X | X | X | X | X | X | X | X | X | X | X | n/a | n/a | n/a | n/a | n/a | n/a | n/a | n/a | n/a | n/a | n/a | n/a | X | X | X | n/a | n/a | n/a | n/a | n/a | n/a | n/a | n/a | n/a | n/a | n/a | n/a | n/a | n/a | n/a | n/a | X | X | X | n/a | n/a
FDI-0126 | Open |  | Rev 0 |  | n/a | n/a | n/a | n/a | n/a | n/a | n/a | n/a | n/a | n/a | n/a | n/a | n/a | n/a | n/a | n/a | n/a | n/a | n/a | n/a | n/a | n/a | n/a | n/a | n/a | n/a | n/a | n/a | n/a | n/a | n/a | n/a | n/a | n/a | n/a | n/a | n/a | n/a | n/a | n/a | n/a | n/a | n/a | n/a | n/a | n/a | n/a | n/a | n/a | n/a | n/a | n/a | n/a | n/a | n/a | n/a | n/a | n/a | n/a | n/a | n/a | n/a | n/a | n/a | n/a | n/a | n/a | n/a | n/a | n/a | n/a | n/a | n/a | n/a | n/a | n/a | n/a | n/a | n/a
FDI-0127 | Open |  | Rev 0 |  | n/a | n/a | n/a | n/a | n/a | n/a | n/a | n/a | n/a | n/a | n/a | n/a | n/a | n/a | n/a | n/a | n/a | n/a | n/a | n/a | n/a | n/a | n/a | n/a | n/a | n/a | n/a | n/a | n/a | n/a | n/a | n/a | n/a | n/a | n/a | n/a | n/a | n/a | n/a | n/a | n/a | n/a | n/a | n/a | n/a | n/a | n/a | n/a | n/a | n/a | n/a | n/a | n/a | n/a | n/a | n/a | n/a | n/a | n/a | n/a | n/a | n/a | n/a | n/a | n/a | n/a | n/a | n/a | n/a | n/a | n/a | n/a | n/a | n/a | n/a | n/a | n/a | n/a | n/a
FDI-0128 | Installation of FDI LT2-31113-0500 Complete installation of The Transient Recording and Analysis Software version 2.1.737. |  | Rev 2 |  | X | X | X | X | X | X | X | X | X | X | X | X | X | X | X | X | X | X | X | X | X | X | X | X | X | X | X | X | X | X | n/a | n/a | X | X | X | X | X | X | X | X | X | X | X | X | X | X | X | X | X | X | X | X | X | X | X | X | X | X | n/a | n/a | n/a | X | X | n/a | n/a | n/a | n/a | n/a | n/a | n/a | n/a | n/a | n/a | n/a | X | X | X | n/a | n/a
FDI-0129 | Installation of FDI LT2-31113-0541. ICC Add/Modify Blocks. |  | Rev 0 |  | n/a | n/a | n/a | n/a | n/a | n/a | n/a | n/a | n/a | n/a | n/a | n/a | n/a | n/a | n/a | n/a | n/a | n/a | n/a | n/a | n/a | n/a | n/a | n/a | n/a | n/a | n/a | n/a | n/a | n/a | n/a | n/a | n/a | n/a | n/a | n/a | n/a | n/a | n/a | n/a | X | n/a | X | n/a | n/a | n/a | n/a | n/a | n/a | n/a | n/a | n/a | n/a | n/a | n/a | n/a | n/a | n/a | n/a | n/a | n/a | n/a | n/a | n/a | n/a | n/a | n/a | n/a | n/a | n/a | n/a | n/a | n/a | n/a | n/a | n/a | n/a | n/a | n/a
FDI-0130 | Open |  | Rev 0 |  | n/a | n/a | n/a | n/a | n/a | n/a | n/a | n/a | n/a | n/a | n/a | n/a | n/a | n/a | n/a | n/a | n/a | n/a | n/a | n/a | n/a | n/a | n/a | n/a | n/a | n/a | n/a | n/a | n/a | n/a | n/a | n/a | n/a | n/a | n/a | n/a | n/a | n/a | n/a | n/a | n/a | n/a | n/a | n/a | n/a | n/a | n/a | n/a | n/a | n/a | n/a | n/a | n/a | n/a | n/a | n/a | n/a | n/a | n/a | n/a | n/a | n/a | n/a | n/a | n/a | n/a | n/a | n/a | n/a | n/a | n/a | n/a | n/a | n/a | n/a | n/a | n/a | n/a | n/a
FDI-0131 | Open |  | Rev 0 |  | n/a | n/a | n/a | n/a | n/a | n/a | n/a | n/a | n/a | n/a | n/a | n/a | n/a | n/a | n/a | n/a | n/a | n/a | n/a | n/a | n/a | n/a | n/a | n/a | n/a | n/a | n/a | n/a | n/a | n/a | n/a | n/a | n/a | n/a | n/a | n/a | n/a | n/a | n/a | n/a | n/a | n/a | n/a | n/a | n/a | n/a | n/a | n/a | n/a | n/a | n/a | n/a | n/a | n/a | n/a | n/a | n/a | n/a | n/a | n/a | n/a | n/a | n/a | n/a | n/a | n/a | n/a | n/a | n/a | n/a | n/a | n/a | n/a | n/a | n/a | n/a | n/a | n/a | n/a
FDI-0132 | Open |  | Rev 0 |  | n/a | n/a | n/a | n/a | n/a | n/a | n/a | n/a | n/a | n/a | n/a | n/a | n/a | n/a | n/a | n/a | n/a | n/a | n/a | n/a | n/a | n/a | n/a | n/a | n/a | n/a | n/a | n/a | n/a | n/a | n/a | n/a | n/a | n/a | n/a | n/a | n/a | n/a | n/a | n/a | n/a | n/a | n/a | n/a | n/a | n/a | n/a | n/a | n/a | n/a | n/a | n/a | n/a | n/a | n/a | n/a | n/a | n/a | n/a | n/a | n/a | n/a | n/a | n/a | n/a | n/a | n/a | n/a | n/a | n/a | n/a | n/a | n/a | n/a | n/a | n/a | n/a | n/a | n/a
FDI-0133 | Installation of FDI LT2-31113-0501. Add/Modify Blocks, Add/Modify Historian Database points, Update Group Points file. |  | Rev 0 |  | X | X | X | X | X | X | X | X | X | X | X | X | X | X | X | X | X | X | X | X | X | X | X | X | X | X | X | X | X | X | n/a | n/a | X | X | X | X | X | X | X | X | X | X | X | n/a | n/a | n/a | n/a | n/a | n/a | n/a | X | n/a | n/a | n/a | n/a | X | X | X | n/a | n/a | n/a | n/a | n/a | n/a | n/a | n/a | n/a | n/a | n/a | n/a | n/a | n/a | n/a | n/a | X | X | X | n/a | n/a
FDI-0134 | Installation of FDI LT2-31113-0448. ICC Add/Modify Blocks. |  | Rev 0 |  | n/a | n/a | n/a | n/a | n/a | n/a | n/a | n/a | n/a | n/a | n/a | n/a | n/a | n/a | n/a | n/a | n/a | n/a | n/a | n/a | n/a | n/a | n/a | n/a | n/a | n/a | n/a | n/a | n/a | n/a | n/a | n/a | n/a | n/a | n/a | n/a | n/a | n/a | n/a | n/a | X | X | X | n/a | n/a | n/a | n/a | n/a | n/a | n/a | n/a | n/a | n/a | n/a | n/a | n/a | n/a | n/a | n/a | n/a | n/a | n/a | n/a | n/a | n/a | n/a | n/a | n/a | n/a | n/a | n/a | n/a | n/a | n/a | n/a | n/a | n/a | n/a | n/a
FDI-0135 | Open |  | Rev 0 |  | n/a | n/a | n/a | n/a | n/a | n/a | n/a | n/a | n/a | n/a | n/a | n/a | n/a | n/a | n/a | n/a | n/a | n/a | n/a | n/a | n/a | n/a | n/a | n/a | n/a | n/a | n/a | n/a | n/a | n/a | n/a | n/a | n/a | n/a | n/a | n/a | n/a | n/a | n/a | n/a | n/a | n/a | n/a | n/a | n/a | n/a | n/a | n/a | n/a | n/a | n/a | n/a | n/a | n/a | n/a | n/a | n/a | n/a | n/a | n/a | n/a | n/a | n/a | n/a | n/a | n/a | n/a | n/a | n/a | n/a | n/a | n/a | n/a | n/a | n/a | n/a | n/a | n/a | n/a
FDI-0136 | Open |  | Rev 0 |  | n/a | n/a | n/a | n/a | n/a | n/a | n/a | n/a | n/a | n/a | n/a | n/a | n/a | n/a | n/a | n/a | n/a | n/a | n/a | n/a | n/a | n/a | n/a | n/a | n/a | n/a | n/a | n/a | n/a | n/a | n/a | n/a | n/a | n/a | n/a | n/a | n/a | n/a | n/a | n/a | n/a | n/a | n/a | n/a | n/a | n/a | n/a | n/a | n/a | n/a | n/a | n/a | n/a | n/a | n/a | n/a | n/a | n/a | n/a | n/a | n/a | n/a | n/a | n/a | n/a | n/a | n/a | n/a | n/a | n/a | n/a | n/a | n/a | n/a | n/a | n/a | n/a | n/a | n/a
FDI-0137 | Open |  | Rev 0 |  | n/a | n/a | n/a | n/a | n/a | n/a | n/a | n/a | n/a | n/a | n/a | n/a | n/a | n/a | n/a | n/a | n/a | n/a | n/a | n/a | n/a | n/a | n/a | n/a | n/a | n/a | n/a | n/a | n/a | n/a | n/a | n/a | n/a | n/a | n/a | n/a | n/a | n/a | n/a | n/a | n/a | n/a | n/a | n/a | n/a | n/a | n/a | n/a | n/a | n/a | n/a | n/a | n/a | n/a | n/a | n/a | n/a | n/a | n/a | n/a | n/a | n/a | n/a | n/a | n/a | n/a | n/a | n/a | n/a | n/a | n/a | n/a | n/a | n/a | n/a | n/a | n/a | n/a | n/a
FDI-0138 | Open |  | Rev 0 |  | n/a | n/a | n/a | n/a | n/a | n/a | n/a | n/a | n/a | n/a | n/a | n/a | n/a | n/a | n/a | n/a | n/a | n/a | n/a | n/a | n/a | n/a | n/a | n/a | n/a | n/a | n/a | n/a | n/a | n/a | n/a | n/a | n/a | n/a | n/a | n/a | n/a | n/a | n/a | n/a | n/a | n/a | n/a | n/a | n/a | n/a | n/a | n/a | n/a | n/a | n/a | n/a | n/a | n/a | n/a | n/a | n/a | n/a | n/a | n/a | n/a | n/a | n/a | n/a | n/a | n/a | n/a | n/a | n/a | n/a | n/a | n/a | n/a | n/a | n/a | n/a | n/a | n/a | n/a
FDI-0139 | Installation of FDI LT2-31113-0460. ICC Add/Modify Blocks. |  | Rev 0 |  | n/a | n/a | n/a | n/a | n/a | n/a | n/a | n/a | n/a | n/a | n/a | n/a | n/a | n/a | n/a | n/a | n/a | n/a | n/a | n/a | n/a | n/a | n/a | n/a | n/a | n/a | n/a | n/a | n/a | n/a | n/a | n/a | n/a | n/a | n/a | n/a | n/a | n/a | n/a | X | X | n/a | n/a | n/a | n/a | n/a | n/a | n/a | n/a | n/a | n/a | n/a | n/a | n/a | n/a | n/a | n/a | n/a | n/a | n/a | n/a | n/a | n/a | n/a | n/a | n/a | n/a | n/a | n/a | n/a | n/a | n/a | n/a | n/a | n/a | n/a | n/a | n/a | n/a
FDI-0140 | Installation of FDI LT2-31113-0507. Graphic Modifications |  | Rev 0 |  | X | X | X | X | X | X | X | X | X | X | X | X | X | X | X | X | X | X | X | X | X | X | X | X | X | X | X | X | X | X | n/a | n/a | X | X | X | X | X | X | X | X | X | X | X | n/a | n/a | n/a | n/a | n/a | n/a | n/a | n/a | n/a | n/a | n/a | n/a | X | X | X | n/a | n/a | n/a | n/a | n/a | n/a | n/a | n/a | n/a | n/a | n/a | n/a | n/a | n/a | n/a | n/a | X | X | X | n/a | n/a
FDI-0141 | Open |  | Rev 0 |  | n/a | n/a | n/a | n/a | n/a | n/a | n/a | n/a | n/a | n/a | n/a | n/a | n/a | n/a | n/a | n/a | n/a | n/a | n/a | n/a | n/a | n/a | n/a | n/a | n/a | n/a | n/a | n/a | n/a | n/a | n/a | n/a | n/a | n/a | n/a | n/a | n/a | n/a | n/a | n/a | n/a | n/a | n/a | n/a | n/a | n/a | n/a | n/a | n/a | n/a | n/a | n/a | n/a | n/a | n/a | n/a | n/a | n/a | n/a | n/a | n/a | n/a | n/a | n/a | n/a | n/a | n/a | n/a | n/a | n/a | n/a | n/a | n/a | n/a | n/a | n/a | n/a | n/a | n/a
FDI-0142 | Open |  | Rev 0 |  | n/a | n/a | n/a | n/a | n/a | n/a | n/a | n/a | n/a | n/a | n/a | n/a | n/a | n/a | n/a | n/a | n/a | n/a | n/a | n/a | n/a | n/a | n/a | n/a | n/a | n/a | n/a | n/a | n/a | n/a | n/a | n/a | n/a | n/a | n/a | n/a | n/a | n/a | n/a | n/a | n/a | n/a | n/a | n/a | n/a | n/a | n/a | n/a | n/a | n/a | n/a | n/a | n/a | n/a | n/a | n/a | n/a | n/a | n/a | n/a | n/a | n/a | n/a | n/a | n/a | n/a | n/a | n/a | n/a | n/a | n/a | n/a | n/a | n/a | n/a | n/a | n/a | n/a | n/a
FDI-0143 | Open |  | Rev 0 |  | n/a | n/a | n/a | n/a | n/a | n/a | n/a | n/a | n/a | n/a | n/a | n/a | n/a | n/a | n/a | n/a | n/a | n/a | n/a | n/a | n/a | n/a | n/a | n/a | n/a | n/a | n/a | n/a | n/a | n/a | n/a | n/a | n/a | n/a | n/a | n/a | n/a | n/a | n/a | n/a | n/a | n/a | n/a | n/a | n/a | n/a | n/a | n/a | n/a | n/a | n/a | n/a | n/a | n/a | n/a | n/a | n/a | n/a | n/a | n/a | n/a | n/a | n/a | n/a | n/a | n/a | n/a | n/a | n/a | n/a | n/a | n/a | n/a | n/a | n/a | n/a | n/a | n/a | n/a
FDI-0144 | Open |  | Rev 0 |  | n/a | n/a | n/a | n/a | n/a | n/a | n/a | n/a | n/a | n/a | n/a | n/a | n/a | n/a | n/a | n/a | n/a | n/a | n/a | n/a | n/a | n/a | n/a | n/a | n/a | n/a | n/a | n/a | n/a | n/a | n/a | n/a | n/a | n/a | n/a | n/a | n/a | n/a | n/a | n/a | n/a | n/a | n/a | n/a | n/a | n/a | n/a | n/a | n/a | n/a | n/a | n/a | n/a | n/a | n/a | n/a | n/a | n/a | n/a | n/a | n/a | n/a | n/a | n/a | n/a | n/a | n/a | n/a | n/a | n/a | n/a | n/a | n/a | n/a | n/a | n/a | n/a | n/a | n/a
FDI-0145 | Open |  | Rev 0 |  | n/a | n/a | n/a | n/a | n/a | n/a | n/a | n/a | n/a | n/a | n/a | n/a | n/a | n/a | n/a | n/a | n/a | n/a | n/a | n/a | n/a | n/a | n/a | n/a | n/a | n/a | n/a | n/a | n/a | n/a | n/a | n/a | n/a | n/a | n/a | n/a | n/a | n/a | n/a | n/a | n/a | n/a | n/a | n/a | n/a | n/a | n/a | n/a | n/a | n/a | n/a | n/a | n/a | n/a | n/a | n/a | n/a | n/a | n/a | n/a | n/a | n/a | n/a | n/a | n/a | n/a | n/a | n/a | n/a | n/a | n/a | n/a | n/a | n/a | n/a | n/a | n/a | n/a | n/a
FDI-0146 | Open |  | Rev 0 |  | n/a | n/a | n/a | n/a | n/a | n/a | n/a | n/a | n/a | n/a | n/a | n/a | n/a | n/a | n/a | n/a | n/a | n/a | n/a | n/a | n/a | n/a | n/a | n/a | n/a | n/a | n/a | n/a | n/a | n/a | n/a | n/a | n/a | n/a | n/a | n/a | n/a | n/a | n/a | n/a | n/a | n/a | n/a | n/a | n/a | n/a | n/a | n/a | n/a | n/a | n/a | n/a | n/a | n/a | n/a | n/a | n/a | n/a | n/a | n/a | n/a | n/a | n/a | n/a | n/a | n/a | n/a | n/a | n/a | n/a | n/a | n/a | n/a | n/a | n/a | n/a | n/a | n/a | n/a
FDI-0147 | Open |  | Rev 0 |  | n/a | n/a | n/a | n/a | n/a | n/a | n/a | n/a | n/a | n/a | n/a | n/a | n/a | n/a | n/a | n/a | n/a | n/a | n/a | n/a | n/a | n/a | n/a | n/a | n/a | n/a | n/a | n/a | n/a | n/a | n/a | n/a | n/a | n/a | n/a | n/a | n/a | n/a | n/a | n/a | n/a | n/a | n/a | n/a | n/a | n/a | n/a | n/a | n/a | n/a | n/a | n/a | n/a | n/a | n/a | n/a | n/a | n/a | n/a | n/a | n/a | n/a | n/a | n/a | n/a | n/a | n/a | n/a | n/a | n/a | n/a | n/a | n/a | n/a | n/a | n/a | n/a | n/a | n/a
FDI-0148 | Open |  | Rev 0 |  | n/a | n/a | n/a | n/a | n/a | n/a | n/a | n/a | n/a | n/a | n/a | n/a | n/a | n/a | n/a | n/a | n/a | n/a | n/a | n/a | n/a | n/a | n/a | n/a | n/a | n/a | n/a | n/a | n/a | n/a | n/a | n/a | n/a | n/a | n/a | n/a | n/a | n/a | n/a | n/a | n/a | n/a | n/a | n/a | n/a | n/a | n/a | n/a | n/a | n/a | n/a | n/a | n/a | n/a | n/a | n/a | n/a | n/a | n/a | n/a | n/a | n/a | n/a | n/a | n/a | n/a | n/a | n/a | n/a | n/a | n/a | n/a | n/a | n/a | n/a | n/a | n/a | n/a | n/a
FDI-0149 | Open |  | Rev 0 |  | n/a | n/a | n/a | n/a | n/a | n/a | n/a | n/a | n/a | n/a | n/a | n/a | n/a | n/a | n/a | n/a | n/a | n/a | n/a | n/a | n/a | n/a | n/a | n/a | n/a | n/a | n/a | n/a | n/a | n/a | n/a | n/a | n/a | n/a | n/a | n/a | n/a | n/a | n/a | n/a | n/a | n/a | n/a | n/a | n/a | n/a | n/a | n/a | n/a | n/a | n/a | n/a | n/a | n/a | n/a | n/a | n/a | n/a | n/a | n/a | n/a | n/a | n/a | n/a | n/a | n/a | n/a | n/a | n/a | n/a | n/a | n/a | n/a | n/a | n/a | n/a | n/a | n/a | n/a
FDI-0150 | Installation of FDI LT2-31113-0600. Verify Group Points functionality and add workstation memory. |  | Rev 0 |  | n/a | n/a | n/a | n/a | n/a | n/a | n/a | n/a | n/a | n/a | n/a | n/a | n/a | n/a | n/a | n/a | n/a | n/a | n/a | n/a | n/a | n/a | n/a | n/a | n/a | n/a | n/a | n/a | n/a | n/a | n/a | n/a | n/a | n/a | n/a | n/a | n/a | X | X | X | X | X | X | n/a | n/a | n/a | n/a | n/a | n/a | n/a | n/a | n/a | n/a | n/a | n/a | n/a | n/a | n/a | n/a | n/a | n/a | n/a | n/a | n/a | n/a | n/a | n/a | n/a | n/a | n/a | n/a | n/a | n/a | n/a | n/a | n/a | n/a | n/a | n/a
FDI-0151 | Open |  | Rev 0 |  | n/a | n/a | n/a | n/a | n/a | n/a | n/a | n/a | n/a | n/a | n/a | n/a | n/a | n/a | n/a | n/a | n/a | n/a | n/a | n/a | n/a | n/a | n/a | n/a | n/a | n/a | n/a | n/a | n/a | n/a | n/a | n/a | n/a | n/a | n/a | n/a | n/a | n/a | n/a | n/a | n/a | n/a | n/a | n/a | n/a | n/a | n/a | n/a | n/a | n/a | n/a | n/a | n/a | n/a | n/a | n/a | n/a | n/a | n/a | n/a | n/a | n/a | n/a | n/a | n/a | n/a | n/a | n/a | n/a | n/a | n/a | n/a | n/a | n/a | n/a | n/a | n/a | n/a | n/a
FDI-0152 | Open |  | Rev 0 |  | n/a | n/a | n/a | n/a | n/a | n/a | n/a | n/a | n/a | n/a | n/a | n/a | n/a | n/a | n/a | n/a | n/a | n/a | n/a | n/a | n/a | n/a | n/a | n/a | n/a | n/a | n/a | n/a | n/a | n/a | n/a | n/a | n/a | n/a | n/a | n/a | n/a | n/a | n/a | n/a | n/a | n/a | n/a | n/a | n/a | n/a | n/a | n/a | n/a | n/a | n/a | n/a | n/a | n/a | n/a | n/a | n/a | n/a | n/a | n/a | n/a | n/a | n/a | n/a | n/a | n/a | n/a | n/a | n/a | n/a | n/a | n/a | n/a | n/a | n/a | n/a | n/a | n/a | n/a
FDI-0153 | Open |  | Rev 0 |  | n/a | n/a | n/a | n/a | n/a | n/a | n/a | n/a | n/a | n/a | n/a | n/a | n/a | n/a | n/a | n/a | n/a | n/a | n/a | n/a | n/a | n/a | n/a | n/a | n/a | n/a | n/a | n/a | n/a | n/a | n/a | n/a | n/a | n/a | n/a | n/a | n/a | n/a | n/a | n/a | n/a | n/a | n/a | n/a | n/a | n/a | n/a | n/a | n/a | n/a | n/a | n/a | n/a | n/a | n/a | n/a | n/a | n/a | n/a | n/a | n/a | n/a | n/a | n/a | n/a | n/a | n/a | n/a | n/a | n/a | n/a | n/a | n/a | n/a | n/a | n/a | n/a | n/a | n/a
FDI-0154 | Open |  | Rev 0 |  | n/a | n/a | n/a | n/a | n/a | n/a | n/a | n/a | n/a | n/a | n/a | n/a | n/a | n/a | n/a | n/a | n/a | n/a | n/a | n/a | n/a | n/a | n/a | n/a | n/a | n/a | n/a | n/a | n/a | n/a | n/a | n/a | n/a | n/a | n/a | n/a | n/a | n/a | n/a | n/a | n/a | n/a | n/a | n/a | n/a | n/a | n/a | n/a | n/a | n/a | n/a | n/a | n/a | n/a | n/a | n/a | n/a | n/a | n/a | n/a | n/a | n/a | n/a | n/a | n/a | n/a | n/a | n/a | n/a | n/a | n/a | n/a | n/a | n/a | n/a | n/a | n/a | n/a | n/a
FDI-0155 | Open |  | Rev 0 |  | n/a | n/a | n/a | n/a | n/a | n/a | n/a | n/a | n/a | n/a | n/a | n/a | n/a | n/a | n/a | n/a | n/a | n/a | n/a | n/a | n/a | n/a | n/a | n/a | n/a | n/a | n/a | n/a | n/a | n/a | n/a | n/a | n/a | n/a | n/a | n/a | n/a | n/a | n/a | n/a | n/a | n/a | n/a | n/a | n/a | n/a | n/a | n/a | n/a | n/a | n/a | n/a | n/a | n/a | n/a | n/a | n/a | n/a | n/a | n/a | n/a | n/a | n/a | n/a | n/a | n/a | n/a | n/a | n/a | n/a | n/a | n/a | n/a | n/a | n/a | n/a | n/a | n/a | n/a
FDI-0156 | Installation of FDI LT2-31113-0582. Add/Modify Blocks, Add/Modify Historian Database points, Update Group Points file. |  | Rev 0 |  | X | X | X | X | X | X | X | X | X | X | X | X | X | X | X | X | X | X | X | X | X | X | X | X | X | X | X | X | X | X | n/a | n/a | X | X | X | X | X | X | X | X | X | X | X | n/a | X | n/a | n/a | n/a | n/a | n/a | n/a | n/a | n/a | n/a | n/a | X | X | X | n/a | n/a | n/a | n/a | n/a | n/a | n/a | n/a | n/a | n/a | n/a | n/a | n/a | n/a | n/a | n/a | X | X | X | n/a | n/a
FDI-0157 | Open |  | Rev 0 |  | n/a | n/a | n/a | n/a | n/a | n/a | n/a | n/a | n/a | n/a | n/a | n/a | n/a | n/a | n/a | n/a | n/a | n/a | n/a | n/a | n/a | n/a | n/a | n/a | n/a | n/a | n/a | n/a | n/a | n/a | n/a | n/a | n/a | n/a | n/a | n/a | n/a | n/a | n/a | n/a | n/a | n/a | n/a | n/a | n/a | n/a | n/a | n/a | n/a | n/a | n/a | n/a | n/a | n/a | n/a | n/a | n/a | n/a | n/a | n/a | n/a | n/a | n/a | n/a | n/a | n/a | n/a | n/a | n/a | n/a | n/a | n/a | n/a | n/a | n/a | n/a | n/a | n/a | n/a
FDI-0158 | Open |  | Rev 0 |  | n/a | n/a | n/a | n/a | n/a | n/a | n/a | n/a | n/a | n/a | n/a | n/a | n/a | n/a | n/a | n/a | n/a | n/a | n/a | n/a | n/a | n/a | n/a | n/a | n/a | n/a | n/a | n/a | n/a | n/a | n/a | n/a | n/a | n/a | n/a | n/a | n/a | n/a | n/a | n/a | n/a | n/a | n/a | n/a | n/a | n/a | n/a | n/a | n/a | n/a | n/a | n/a | n/a | n/a | n/a | n/a | n/a | n/a | n/a | n/a | n/a | n/a | n/a | n/a | n/a | n/a | n/a | n/a | n/a | n/a | n/a | n/a | n/a | n/a | n/a | n/a | n/a | n/a | n/a
FDI-0159 | Open |  | Rev 0 |  | n/a | n/a | n/a | n/a | n/a | n/a | n/a | n/a | n/a | n/a | n/a | n/a | n/a | n/a | n/a | n/a | n/a | n/a | n/a | n/a | n/a | n/a | n/a | n/a | n/a | n/a | n/a | n/a | n/a | n/a | n/a | n/a | n/a | n/a | n/a | n/a | n/a | n/a | n/a | n/a | n/a | n/a | n/a | n/a | n/a | n/a | n/a | n/a | n/a | n/a | n/a | n/a | n/a | n/a | n/a | n/a | n/a | n/a | n/a | n/a | n/a | n/a | n/a | n/a | n/a | n/a | n/a | n/a | n/a | n/a | n/a | n/a | n/a | n/a | n/a | n/a | n/a | n/a | n/a
FDI-0160 | Open |  | Rev 0 |  | n/a | n/a | n/a | n/a | n/a | n/a | n/a | n/a | n/a | n/a | n/a | n/a | n/a | n/a | n/a | n/a | n/a | n/a | n/a | n/a | n/a | n/a | n/a | n/a | n/a | n/a | n/a | n/a | n/a | n/a | n/a | n/a | n/a | n/a | n/a | n/a | n/a | n/a | n/a | n/a | n/a | n/a | n/a | n/a | n/a | n/a | n/a | n/a | n/a | n/a | n/a | n/a | n/a | n/a | n/a | n/a | n/a | n/a | n/a | n/a | n/a | n/a | n/a | n/a | n/a | n/a | n/a | n/a | n/a | n/a | n/a | n/a | n/a | n/a | n/a | n/a | n/a | n/a | n/a
FDI-0161 | Installation of FDI LT2-31113-0655 Revised Datalink 2H23-DLK-007 & SCRAM Report. |  | Rev 0 |  | n/a | n/a | n/a | n/a | n/a | n/a | n/a | n/a | n/a | n/a | n/a | n/a | n/a | n/a | n/a | n/a | n/a | n/a | n/a | n/a | n/a | n/a | n/a | n/a | n/a | n/a | n/a | n/a | n/a | n/a | n/a | n/a | n/a | n/a | n/a | n/a | n/a | n/a | n/a | n/a | n/a | n/a | n/a | n/a | n/a | n/a | n/a | n/a | n/a | n/a | n/a | n/a | n/a | n/a | n/a | n/a | n/a | n/a | n/a | n/a | n/a | n/a | n/a | n/a | n/a | n/a | X | n/a | n/a | n/a | X | n/a | n/a | n/a | n/a | n/a | n/a | n/a | n/a
FDI-0162 | Installation of FDI LT2-31113-0665 Opalis & AIM* License updates. |  | Rev 1 |  | n/a | n/a | n/a | n/a | n/a | n/a | n/a | n/a | n/a | n/a | n/a | n/a | n/a | n/a | n/a | n/a | n/a | n/a | n/a | n/a | n/a | n/a | n/a | n/a | n/a | n/a | n/a | n/a | n/a | n/a | n/a | n/a | n/a | n/a | n/a | n/a | n/a | n/a | n/a | n/a | n/a | n/a | n/a | X | X | X | X | X | X | X | X | X | X | X | X | n/a | n/a | n/a | n/a | n/a | n/a | n/a | n/a | n/a | n/a | n/a | n/a | n/a | n/a | n/a | X | n/a | n/a | n/a | n/a | n/a | n/a | n/a | n/a
FDI-0163 | Installation of FDI LT2-31113-0773. Temp Alarm Server/Client updates Build 10. |  | Rev 0 |  | X | X | X | X | X | X | X | X | X | X | X | X | X | X | X | X | X | X | X | X | X | X | X | X | X | X | X | X | X | X | n/a | n/a | X | X | X | X | X | X | X | X | X | X | X | n/a | n/a | n/a | n/a | n/a | n/a | n/a | n/a | n/a | n/a | n/a | n/a | X | X | X | n/a | n/a | n/a | n/a | n/a | n/a | n/a | n/a | n/a | X | n/a | n/a | n/a | n/a | n/a | n/a | X | X | X | n/a | n/a
FDI-0164 | Installation of FDI LT2-31113-0782. 2AW060 IIS disable logging. |  | Rev 1 |  | n/a | n/a | n/a | n/a | n/a | n/a | n/a | n/a | n/a | n/a | n/a | n/a | n/a | n/a | n/a | n/a | n/a | n/a | n/a | n/a | n/a | n/a | n/a | n/a | n/a | n/a | n/a | n/a | n/a | n/a | n/a | n/a | n/a | n/a | n/a | n/a | n/a | n/a | n/a | n/a | n/a | n/a | n/a | n/a | n/a | n/a | n/a | n/a | n/a | n/a | n/a | n/a | n/a | n/a | n/a | n/a | n/a | n/a | n/a | n/a | X | n/a | n/a | n/a | n/a | n/a | n/a | n/a | n/a | n/a | n/a | n/a | n/a | n/a | n/a | n/a | n/a | n/a | n/a
FDI-0165 | Installation of FDI LT2-31113-0869. Install of SP3 and sercuity patches on TSC stations. |  | Rev 0 |  | n/a | n/a | n/a | n/a | n/a | n/a | n/a | n/a | n/a | n/a | n/a | n/a | n/a | n/a | n/a | n/a | n/a | n/a | n/a | n/a | n/a | n/a | n/a | n/a | n/a | n/a | n/a | n/a | n/a | n/a | n/a | n/a | n/a | n/a | n/a | n/a | n/a | n/a | n/a | n/a | n/a | n/a | n/a | n/a | n/a | n/a | n/a | n/a | n/a | n/a | n/a | n/a | n/a | n/a | n/a | n/a | n/a | n/a | n/a | n/a | n/a | n/a | n/a | n/a | n/a | n/a | n/a | n/a | n/a | n/a | n/a | n/a | n/a | n/a | n/a | n/a | n/a | X | X
FDI-0166 | Installation of FDI LT2-31113-0896 Environment Permissions MS Office complete install 1AW033 & 1AW118 |  | Rev 1 |  | X | X | X | X | X | X | X | X | X | X | X | X | X | X | X | X | X | X | X | X | X | X | X | X | X | X | X | X | X | X | n/a | n/a | X | X | X | X | X | X | X | X | X | X | X | n/a | n/a | n/a | n/a | n/a | n/a | n/a | n/a | n/a | n/a | n/a | n/a | X | X | X | n/a | n/a | n/a | n/a | n/a | n/a | n/a | n/a | n/a | n/a | n/a | n/a | n/a | n/a | n/a | n/a | X | X | X | n/a | n/a
FDI-0167 | Open |  | Rev 0 |  | n/a | n/a | n/a | n/a | n/a | n/a | n/a | n/a | n/a | n/a | n/a | n/a | n/a | n/a | n/a | n/a | n/a | n/a | n/a | n/a | n/a | n/a | n/a | n/a | n/a | n/a | n/a | n/a | n/a | n/a | n/a | n/a | n/a | n/a | n/a | n/a | n/a | n/a | n/a | n/a | n/a | n/a | n/a | n/a | n/a | n/a | n/a | n/a | n/a | n/a | n/a | n/a | n/a | n/a | n/a | n/a | n/a | n/a | n/a | n/a | n/a | n/a | n/a | n/a | n/a | n/a | n/a | n/a | n/a | n/a | n/a | n/a | n/a | n/a | n/a | n/a | n/a | n/a | n/a
FDI-0168 | Open |  | Rev 0 |  | n/a | n/a | n/a | n/a | n/a | n/a | n/a | n/a | n/a | n/a | n/a | n/a | n/a | n/a | n/a | n/a | n/a | n/a | n/a | n/a | n/a | n/a | n/a | n/a | n/a | n/a | n/a | n/a | n/a | n/a | n/a | n/a | n/a | n/a | n/a | n/a | n/a | n/a | n/a | n/a | n/a | n/a | n/a | n/a | n/a | n/a | n/a | n/a | n/a | n/a | n/a | n/a | n/a | n/a | n/a | n/a | n/a | n/a | n/a | n/a | n/a | n/a | n/a | n/a | n/a | n/a | n/a | n/a | n/a | n/a | n/a | n/a | n/a | n/a | n/a | n/a | n/a | n/a | n/a
FDI-0169 | Open |  | Rev 0 |  | n/a | n/a | n/a | n/a | n/a | n/a | n/a | n/a | n/a | n/a | n/a | n/a | n/a | n/a | n/a | n/a | n/a | n/a | n/a | n/a | n/a | n/a | n/a | n/a | n/a | n/a | n/a | n/a | n/a | n/a | n/a | n/a | n/a | n/a | n/a | n/a | n/a | n/a | n/a | n/a | n/a | n/a | n/a | n/a | n/a | n/a | n/a | n/a | n/a | n/a | n/a | n/a | n/a | n/a | n/a | n/a | n/a | n/a | n/a | n/a | n/a | n/a | n/a | n/a | n/a | n/a | n/a | n/a | n/a | n/a | n/a | n/a | n/a | n/a | n/a | n/a | n/a | n/a | n/a
FDI-0170 | Installation of FDI LT2-31113-1104. Add/Modify Blocks, Add/Modify Historian Database points, Update Group Points file. |  | Rev 0 |  | X | X | X | X | X | X | X | X | X | X | X | X | X | X | X | X | X | X | X | X | X | X | X | X | X | X | X | X | X | X | n/a | n/a | X | X | X | X | X | X | X | X | X | X | X | n/a | n/a | n/a | n/a | n/a | n/a | n/a | n/a | n/a | X | n/a | n/a | X | X | X | n/a | n/a | n/a | n/a | n/a | n/a | n/a | n/a | n/a | n/a | n/a | n/a | n/a | n/a | n/a | n/a | X | X | X | n/a | n/a
FDI-0171 | Installation of FDI LT2-31113-1095. Update to AIM 3.3 + QF1079000 (3.3.1.138), install FoxView 10.1 on 2AW31A…M. |  | Rev 0 |  | n/a | n/a | n/a | n/a | n/a | n/a | n/a | n/a | n/a | n/a | n/a | n/a | n/a | n/a | n/a | n/a | n/a | n/a | n/a | n/a | n/a | n/a | n/a | n/a | n/a | n/a | n/a | n/a | n/a | n/a | n/a | n/a | n/a | n/a | n/a | n/a | n/a | n/a | n/a | n/a | n/a | n/a | n/a | X | X | X | X | X | X | X | X | X | X | X | X | n/a | n/a | n/a | n/a | n/a | n/a | n/a | X | n/a | n/a | n/a | n/a | n/a | n/a | n/a | n/a | n/a | n/a | n/a | n/a | n/a | n/a | n/a | n/a
FDI-0172 | Installation of FDI LT2-31113-1015. Update mpl.dat, fox.dll, SMDH & AAS MM. QF1054251, QF1031834E & QF1056233 |  | Rev 1 |  | X | X | X | X | X | X | X | X | X | X | X | X | X | X | X | X | X | X | X | X | X | X | X | X | X | X | X | X | X | X | X | X | X | X | X | X | X | X | X | X | X | X | X | X | X | X | X | X | X | X | X | X | X | X | X | X | X | X | X | X | X | X | X | X | X | X | X | X | X | X | X | X | X | X | X | X | X | n/a | n/a
FDI-0173 | Installation of FDI LT2-31113-0813. Installation of QF1099423 (FCM 1.59) |  | Rev 0 |  | n/a | n/a | n/a | n/a | n/a | n/a | n/a | n/a | n/a | n/a | n/a | n/a | n/a | n/a | n/a | n/a | n/a | n/a | n/a | n/a | n/a | n/a | n/a | n/a | n/a | n/a | n/a | n/a | n/a | n/a | n/a | n/a | n/a | n/a | n/a | n/a | n/a | X | X | X | X | X | X | n/a | n/a | n/a | n/a | n/a | n/a | n/a | n/a | n/a | n/a | n/a | n/a | n/a | n/a | n/a | n/a | n/a | n/a | n/a | n/a | n/a | n/a | n/a | n/a | n/a | n/a | n/a | n/a | n/a | n/a | n/a | n/a | n/a | n/a | n/a | n/a
FDI-0174 | Open |  | Rev 0 |  | n/a | n/a | n/a | n/a | n/a | n/a | n/a | n/a | n/a | n/a | n/a | n/a | n/a | n/a | n/a | n/a | n/a | n/a | n/a | n/a | n/a | n/a | n/a | n/a | n/a | n/a | n/a | n/a | n/a | n/a | n/a | n/a | n/a | n/a | n/a | n/a | n/a | n/a | n/a | n/a | n/a | n/a | n/a | n/a | n/a | n/a | n/a | n/a | n/a | n/a | n/a | n/a | n/a | n/a | n/a | n/a | n/a | n/a | n/a | n/a | n/a | n/a | n/a | n/a | n/a | n/a | n/a | n/a | n/a | n/a | n/a | n/a | n/a | n/a | n/a | n/a | n/a | n/a | n/a
FDI-0175 | Open |  | Rev 0 |  | n/a | n/a | n/a | n/a | n/a | n/a | n/a | n/a | n/a | n/a | n/a | n/a | n/a | n/a | n/a | n/a | n/a | n/a | n/a | n/a | n/a | n/a | n/a | n/a | n/a | n/a | n/a | n/a | n/a | n/a | n/a | n/a | n/a | n/a | n/a | n/a | n/a | n/a | n/a | n/a | n/a | n/a | n/a | n/a | n/a | n/a | n/a | n/a | n/a | n/a | n/a | n/a | n/a | n/a | n/a | n/a | n/a | n/a | n/a | n/a | n/a | n/a | n/a | n/a | n/a | n/a | n/a | n/a | n/a | n/a | n/a | n/a | n/a | n/a | n/a | n/a | n/a | n/a | n/a
FDI-0176 | Installation of FDI LT2-31113-1102. ICC Add/Modify Blocks, Add/Modify Historian Database points., Update Group Points file, Add/Modify MM, Block summary report |  | Rev 0 |  | X | X | X | X | X | X | X | X | X | X | X | X | X | X | X | X | X | X | X | X | X | X | X | X | X | X | X | X | X | X | n/a | n/a | X | X | X | X | X | X | X | X | X | X | X | n/a | n/a | n/a | n/a | n/a | n/a | n/a | X | n/a | n/a | n/a | n/a | X | X | X | n/a | n/a | n/a | n/a | n/a | n/a | X | X | n/a | n/a | n/a | n/a | n/a | n/a | n/a | n/a | X | X | X | n/a | n/a
FDI-0177 | Installation of FDI LT2-31113-1113. GEN_SE_FBM_IO.m1 Modifications, FBM208 QF1119041 |  | Rev 0 |  | X | X | X | X | X | X | X | X | X | X | X | X | X | X | X | X | X | X | X | X | X | X | X | X | X | X | X | X | X | X | n/a | X | X | X | X | X | X | X | X | X | X | X | X | n/a | n/a | n/a | n/a | n/a | n/a | n/a | n/a | n/a | n/a | n/a | n/a | X | X | X | n/a | n/a | n/a | n/a | n/a | n/a | n/a | n/a | n/a | n/a | n/a | n/a | n/a | n/a | n/a | n/a | X | X | X | n/a | n/a
FDI-0178 | Open |  | Rev 0 |  | n/a | n/a | n/a | n/a | n/a | n/a | n/a | n/a | n/a | n/a | n/a | n/a | n/a | n/a | n/a | n/a | n/a | n/a | n/a | n/a | n/a | n/a | n/a | n/a | n/a | n/a | n/a | n/a | n/a | n/a | n/a | n/a | n/a | n/a | n/a | n/a | n/a | n/a | n/a | n/a | n/a | n/a | n/a | n/a | n/a | n/a | n/a | n/a | n/a | n/a | n/a | n/a | n/a | n/a | n/a | n/a | n/a | n/a | n/a | n/a | n/a | n/a | n/a | n/a | n/a | n/a | n/a | n/a | n/a | n/a | n/a | n/a | n/a | n/a | n/a | n/a | n/a | n/a | n/a
FDI-0179 | Installation of FDI LT2-31113-1125. cfgarp.awk Modifications, QF1013663 |  | Rev 0 |  | n/a | n/a | n/a | n/a | n/a | n/a | n/a | n/a | n/a | n/a | n/a | n/a | n/a | n/a | n/a | n/a | n/a | n/a | n/a | n/a | n/a | n/a | n/a | n/a | n/a | n/a | n/a | n/a | n/a | n/a | n/a | n/a | X | X | X | X | X | X | X | X | X | X | X | X | X | X | X | X | X | X | X | X | X | X | X | X | X | X | X | X | X | X | X | X | X | X | X | X | X | X | X | X | X | X | X | X | X | n/a | n/a
FDI-0180 | Installation of FDI LT2-31113-1040 Verification of installation, The Transient Recording and Analysis Software version 2.1.737. |  | Rev 0 |  | X | X | X | X | X | X | X | X | X | X | X | X | X | X | X | X | X | X | X | X | X | X | X | X | X | X | X | X | X | X | n/a | X | X | X | X | X | X | X | X | X | X | X | X | n/a | n/a | n/a | n/a | n/a | n/a | n/a | n/a | n/a | n/a | n/a | n/a | X | X | X | n/a | n/a | n/a | n/a | n/a | n/a | n/a | n/a | n/a | n/a | n/a | n/a | n/a | n/a | n/a | n/a | X | X | X | n/a | n/a
FDI-0181 | Open |  | Rev 0 |  | n/a | n/a | n/a | n/a | n/a | n/a | n/a | n/a | n/a | n/a | n/a | n/a | n/a | n/a | n/a | n/a | n/a | n/a | n/a | n/a | n/a | n/a | n/a | n/a | n/a | n/a | n/a | n/a | n/a | n/a | n/a | n/a | n/a | n/a | n/a | n/a | n/a | n/a | n/a | n/a | n/a | n/a | n/a | n/a | n/a | n/a | n/a | n/a | n/a | n/a | n/a | n/a | n/a | n/a | n/a | n/a | n/a | n/a | n/a | n/a | n/a | n/a | n/a | n/a | n/a | n/a | n/a | n/a | n/a | n/a | n/a | n/a | n/a | n/a | n/a | n/a | n/a | n/a | n/a
FDI-0182 | Open |  | Rev 0 |  | n/a | n/a | n/a | n/a | n/a | n/a | n/a | n/a | n/a | n/a | n/a | n/a | n/a | n/a | n/a | n/a | n/a | n/a | n/a | n/a | n/a | n/a | n/a | n/a | n/a | n/a | n/a | n/a | n/a | n/a | n/a | n/a | n/a | n/a | n/a | n/a | n/a | n/a | n/a | n/a | n/a | n/a | n/a | n/a | n/a | n/a | n/a | n/a | n/a | n/a | n/a | n/a | n/a | n/a | n/a | n/a | n/a | n/a | n/a | n/a | n/a | n/a | n/a | n/a | n/a | n/a | n/a | n/a | n/a | n/a | n/a | n/a | n/a | n/a | n/a | n/a | n/a | n/a | n/a
FDI-0183 | Installation of FDI LT2-31113-1209. Group Points Presentation of Logarithmic values & SCRAM & TRIP report format. TRAS Patch 2.1.772 |  | Rev 0 |  | X | X | X | X | X | X | X | X | X | X | X | X | X | X | X | X | X | X | X | X | X | X | X | X | X | X | X | X | X | X | n/a | X | X | X | X | X | X | X | X | X | X | X | X | n/a | n/a | n/a | n/a | n/a | n/a | n/a | n/a | n/a | n/a | n/a | n/a | X | X | X | n/a | n/a | n/a | n/a | n/a | n/a | n/a | n/a | n/a | n/a | n/a | n/a | n/a | n/a | n/a | n/a | X | X | X | n/a | n/a
FDI-0184 | Open |  | Rev 0 |  | n/a | n/a | n/a | n/a | n/a | n/a | n/a | n/a | n/a | n/a | n/a | n/a | n/a | n/a | n/a | n/a | n/a | n/a | n/a | n/a | n/a | n/a | n/a | n/a | n/a | n/a | n/a | n/a | n/a | n/a | n/a | n/a | n/a | n/a | n/a | n/a | n/a | n/a | n/a | n/a | n/a | n/a | n/a | n/a | n/a | n/a | n/a | n/a | n/a | n/a | n/a | n/a | n/a | n/a | n/a | n/a | n/a | n/a | n/a | n/a | n/a | n/a | n/a | n/a | n/a | n/a | n/a | n/a | n/a | n/a | n/a | n/a | n/a | n/a | n/a | n/a | n/a | n/a | n/a
FDI-0185 | Open |  | Rev 0 |  | n/a | n/a | n/a | n/a | n/a | n/a | n/a | n/a | n/a | n/a | n/a | n/a | n/a | n/a | n/a | n/a | n/a | n/a | n/a | n/a | n/a | n/a | n/a | n/a | n/a | n/a | n/a | n/a | n/a | n/a | n/a | n/a | n/a | n/a | n/a | n/a | n/a | n/a | n/a | n/a | n/a | n/a | n/a | n/a | n/a | n/a | n/a | n/a | n/a | n/a | n/a | n/a | n/a | n/a | n/a | n/a | n/a | n/a | n/a | n/a | n/a | n/a | n/a | n/a | n/a | n/a | n/a | n/a | n/a | n/a | n/a | n/a | n/a | n/a | n/a | n/a | n/a | n/a | n/a
FDI-0186 | Open |  | Rev 0 |  | n/a | n/a | n/a | n/a | n/a | n/a | n/a | n/a | n/a | n/a | n/a | n/a | n/a | n/a | n/a | n/a | n/a | n/a | n/a | n/a | n/a | n/a | n/a | n/a | n/a | n/a | n/a | n/a | n/a | n/a | n/a | n/a | n/a | n/a | n/a | n/a | n/a | n/a | n/a | n/a | n/a | n/a | n/a | n/a | n/a | n/a | n/a | n/a | n/a | n/a | n/a | n/a | n/a | n/a | n/a | n/a | n/a | n/a | n/a | n/a | n/a | n/a | n/a | n/a | n/a | n/a | n/a | n/a | n/a | n/a | n/a | n/a | n/a | n/a | n/a | n/a | n/a | n/a | n/a
FDI-0187 | Open |  | Rev 0 |  | n/a | n/a | n/a | n/a | n/a | n/a | n/a | n/a | n/a | n/a | n/a | n/a | n/a | n/a | n/a | n/a | n/a | n/a | n/a | n/a | n/a | n/a | n/a | n/a | n/a | n/a | n/a | n/a | n/a | n/a | n/a | n/a | n/a | n/a | n/a | n/a | n/a | n/a | n/a | n/a | n/a | n/a | n/a | n/a | n/a | n/a | n/a | n/a | n/a | n/a | n/a | n/a | n/a | n/a | n/a | n/a | n/a | n/a | n/a | n/a | n/a | n/a | n/a | n/a | n/a | n/a | n/a | n/a | n/a | n/a | n/a | n/a | n/a | n/a | n/a | n/a | n/a | n/a | n/a
FDI-0188 | Installation of FDI LT2-31113-1073 AC transfer installation into Cabinet 2H12-PL-1087A & 2H12-PL1093E Hardware modification only |  | Rev 2 |  | n/a | n/a | n/a | n/a | n/a | n/a | n/a | n/a | n/a | n/a | n/a | n/a | n/a | n/a | n/a | n/a | n/a | n/a | n/a | n/a | n/a | n/a | n/a | n/a | n/a | n/a | n/a | n/a | n/a | n/a | n/a | n/a | n/a | n/a | n/a | n/a | n/a | n/a | n/a | n/a | n/a | n/a | n/a | n/a | n/a | n/a | n/a | n/a | n/a | n/a | n/a | n/a | n/a | n/a | n/a | n/a | n/a | n/a | n/a | n/a | n/a | n/a | n/a | n/a | n/a | n/a | n/a | n/a | n/a | n/a | n/a | n/a | n/a | n/a | n/a | n/a | n/a | n/a | n/a
FDI-0189 | Open |  | Rev 0 |  | n/a | n/a | n/a | n/a | n/a | n/a | n/a | n/a | n/a | n/a | n/a | n/a | n/a | n/a | n/a | n/a | n/a | n/a | n/a | n/a | n/a | n/a | n/a | n/a | n/a | n/a | n/a | n/a | n/a | n/a | n/a | n/a | n/a | n/a | n/a | n/a | n/a | n/a | n/a | n/a | n/a | n/a | n/a | n/a | n/a | n/a | n/a | n/a | n/a | n/a | n/a | n/a | n/a | n/a | n/a | n/a | n/a | n/a | n/a | n/a | n/a | n/a | n/a | n/a | n/a | n/a | n/a | n/a | n/a | n/a | n/a | n/a | n/a | n/a | n/a | n/a | n/a | n/a | n/a
FDI-0190 | Open |  | Rev 0 |  | n/a | n/a | n/a | n/a | n/a | n/a | n/a | n/a | n/a | n/a | n/a | n/a | n/a | n/a | n/a | n/a | n/a | n/a | n/a | n/a | n/a | n/a | n/a | n/a | n/a | n/a | n/a | n/a | n/a | n/a | n/a | n/a | n/a | n/a | n/a | n/a | n/a | n/a | n/a | n/a | n/a | n/a | n/a | n/a | n/a | n/a | n/a | n/a | n/a | n/a | n/a | n/a | n/a | n/a | n/a | n/a | n/a | n/a | n/a | n/a | n/a | n/a | n/a | n/a | n/a | n/a | n/a | n/a | n/a | n/a | n/a | n/a | n/a | n/a | n/a | n/a | n/a | n/a | n/a
FDI-0191 | Installation of FDI LT2-31113-1284. ATLM Driver update Vers 2.0, IOM230, 231, 232, 233 SW Rev 1.35 QF1133419B. |  | Rev 0 |  | n/a | n/a | n/a | n/a | n/a | n/a | n/a | n/a | n/a | n/a | n/a | n/a | n/a | n/a | n/a | n/a | n/a | n/a | n/a | n/a | n/a | n/a | n/a | n/a | n/a | n/a | n/a | n/a | n/a | n/a | n/a | n/a | n/a | n/a | n/a | n/a | n/a | X | X | X | X | X | X | n/a | n/a | n/a | n/a | n/a | n/a | n/a | n/a | n/a | n/a | n/a | n/a | n/a | n/a | n/a | n/a | n/a | n/a | n/a | n/a | n/a | n/a | n/a | n/a | n/a | n/a | n/a | n/a | n/a | n/a | n/a | n/a | n/a | n/a | n/a | n/a
FDI-0192 | Installation of FDI LT2-31113-1279. Hardware installation of Metrobility R611-51 to replace R643-1E media converter for the G31 data-link. |  | Rev 0 |  | n/a | n/a | n/a | n/a | n/a | n/a | n/a | n/a | n/a | n/a | n/a | n/a | n/a | n/a | n/a | n/a | n/a | n/a | n/a | n/a | n/a | n/a | n/a | n/a | n/a | n/a | n/a | n/a | n/a | n/a | n/a | n/a | n/a | n/a | n/a | n/a | n/a | n/a | n/a | n/a | n/a | n/a | n/a | n/a | n/a | n/a | n/a | n/a | n/a | n/a | n/a | n/a | n/a | n/a | n/a | n/a | n/a | n/a | n/a | n/a | n/a | n/a | n/a | n/a | n/a | n/a | n/a | n/a | n/a | n/a | n/a | n/a | n/a | n/a | n/a | n/a | n/a | n/a | n/a
FDI-0193 | Open |  | Rev 0 |  | n/a | n/a | n/a | n/a | n/a | n/a | n/a | n/a | n/a | n/a | n/a | n/a | n/a | n/a | n/a | n/a | n/a | n/a | n/a | n/a | n/a | n/a | n/a | n/a | n/a | n/a | n/a | n/a | n/a | n/a | n/a | n/a | n/a | n/a | n/a | n/a | n/a | n/a | n/a | n/a | n/a | n/a | n/a | n/a | n/a | n/a | n/a | n/a | n/a | n/a | n/a | n/a | n/a | n/a | n/a | n/a | n/a | n/a | n/a | n/a | n/a | n/a | n/a | n/a | n/a | n/a | n/a | n/a | n/a | n/a | n/a | n/a | n/a | n/a | n/a | n/a | n/a | n/a | n/a
FDI-0194 | Open |  | Rev 0 |  | n/a | n/a | n/a | n/a | n/a | n/a | n/a | n/a | n/a | n/a | n/a | n/a | n/a | n/a | n/a | n/a | n/a | n/a | n/a | n/a | n/a | n/a | n/a | n/a | n/a | n/a | n/a | n/a | n/a | n/a | n/a | n/a | n/a | n/a | n/a | n/a | n/a | n/a | n/a | n/a | n/a | n/a | n/a | n/a | n/a | n/a | n/a | n/a | n/a | n/a | n/a | n/a | n/a | n/a | n/a | n/a | n/a | n/a | n/a | n/a | n/a | n/a | n/a | n/a | n/a | n/a | n/a | n/a | n/a | n/a | n/a | n/a | n/a | n/a | n/a | n/a | n/a | n/a | n/a
FDI-0195 | Open |  | Rev 0 |  | n/a | n/a | n/a | n/a | n/a | n/a | n/a | n/a | n/a | n/a | n/a | n/a | n/a | n/a | n/a | n/a | n/a | n/a | n/a | n/a | n/a | n/a | n/a | n/a | n/a | n/a | n/a | n/a | n/a | n/a | n/a | n/a | n/a | n/a | n/a | n/a | n/a | n/a | n/a | n/a | n/a | n/a | n/a | n/a | n/a | n/a | n/a | n/a | n/a | n/a | n/a | n/a | n/a | n/a | n/a | n/a | n/a | n/a | n/a | n/a | n/a | n/a | n/a | n/a | n/a | n/a | n/a | n/a | n/a | n/a | n/a | n/a | n/a | n/a | n/a | n/a | n/a | n/a | n/a
FDI-0196 | Open |  | Rev 0 |  | n/a | n/a | n/a | n/a | n/a | n/a | n/a | n/a | n/a | n/a | n/a | n/a | n/a | n/a | n/a | n/a | n/a | n/a | n/a | n/a | n/a | n/a | n/a | n/a | n/a | n/a | n/a | n/a | n/a | n/a | n/a | n/a | n/a | n/a | n/a | n/a | n/a | n/a | n/a | n/a | n/a | n/a | n/a | n/a | n/a | n/a | n/a | n/a | n/a | n/a | n/a | n/a | n/a | n/a | n/a | n/a | n/a | n/a | n/a | n/a | n/a | n/a | n/a | n/a | n/a | n/a | n/a | n/a | n/a | n/a | n/a | n/a | n/a | n/a | n/a | n/a | n/a | n/a | n/a
FDI-0197 | Open |  | Rev 0 |  | n/a | n/a | n/a | n/a | n/a | n/a | n/a | n/a | n/a | n/a | n/a | n/a | n/a | n/a | n/a | n/a | n/a | n/a | n/a | n/a | n/a | n/a | n/a | n/a | n/a | n/a | n/a | n/a | n/a | n/a | n/a | n/a | n/a | n/a | n/a | n/a | n/a | n/a | n/a | n/a | n/a | n/a | n/a | n/a | n/a | n/a | n/a | n/a | n/a | n/a | n/a | n/a | n/a | n/a | n/a | n/a | n/a | n/a | n/a | n/a | n/a | n/a | n/a | n/a | n/a | n/a | n/a | n/a | n/a | n/a | n/a | n/a | n/a | n/a | n/a | n/a | n/a | n/a | n/a
FDI-0198 | Open |  | Rev 0 |  | n/a | n/a | n/a | n/a | n/a | n/a | n/a | n/a | n/a | n/a | n/a | n/a | n/a | n/a | n/a | n/a | n/a | n/a | n/a | n/a | n/a | n/a | n/a | n/a | n/a | n/a | n/a | n/a | n/a | n/a | n/a | n/a | n/a | n/a | n/a | n/a | n/a | n/a | n/a | n/a | n/a | n/a | n/a | n/a | n/a | n/a | n/a | n/a | n/a | n/a | n/a | n/a | n/a | n/a | n/a | n/a | n/a | n/a | n/a | n/a | n/a | n/a | n/a | n/a | n/a | n/a | n/a | n/a | n/a | n/a | n/a | n/a | n/a | n/a | n/a | n/a | n/a | n/a | n/a
FDI-0199 | Open |  | Rev 0 |  | n/a | n/a | n/a | n/a | n/a | n/a | n/a | n/a | n/a | n/a | n/a | n/a | n/a | n/a | n/a | n/a | n/a | n/a | n/a | n/a | n/a | n/a | n/a | n/a | n/a | n/a | n/a | n/a | n/a | n/a | n/a | n/a | n/a | n/a | n/a | n/a | n/a | n/a | n/a | n/a | n/a | n/a | n/a | n/a | n/a | n/a | n/a | n/a | n/a | n/a | n/a | n/a | n/a | n/a | n/a | n/a | n/a | n/a | n/a | n/a | n/a | n/a | n/a | n/a | n/a | n/a | n/a | n/a | n/a | n/a | n/a | n/a | n/a | n/a | n/a | n/a | n/a | n/a | n/a
FDI-0200 | Installation of FDI LT2-31113-1426. Update FDSI FBMs Type 230/231/232/233 to V1.35 / 0810 (QF1133419B). |  | Rev 0 |  | n/a | n/a | n/a | n/a | n/a | n/a | n/a | n/a | n/a | n/a | n/a | n/a | n/a | n/a | n/a | n/a | n/a | n/a | n/a | n/a | n/a | n/a | n/a | n/a | n/a | n/a | n/a | n/a | n/a | n/a | n/a | n/a | n/a | n/a | n/a | n/a | n/a | n/a | n/a | n/a | n/a | X | X | n/a | n/a | n/a | n/a | n/a | n/a | n/a | n/a | n/a | n/a | n/a | n/a | n/a | n/a | n/a | n/a | n/a | n/a | n/a | n/a | n/a | n/a | n/a | n/a | n/a | n/a | n/a | n/a | n/a | n/a | n/a | n/a | n/a | n/a | n/a | n/a
FDI-0201 | Open |  | Rev 0 |  | n/a | n/a | n/a | n/a | n/a | n/a | n/a | n/a | n/a | n/a | n/a | n/a | n/a | n/a | n/a | n/a | n/a | n/a | n/a | n/a | n/a | n/a | n/a | n/a | n/a | n/a | n/a | n/a | n/a | n/a | n/a | n/a | n/a | n/a | n/a | n/a | n/a | n/a | n/a | n/a | n/a | n/a | n/a | n/a | n/a | n/a | n/a | n/a | n/a | n/a | n/a | n/a | n/a | n/a | n/a | n/a | n/a | n/a | n/a | n/a | n/a | n/a | n/a | n/a | n/a | n/a | n/a | n/a | n/a | n/a | n/a | n/a | n/a | n/a | n/a | n/a | n/a | n/a | n/a
FDI-0202 | Open |  | Rev 0 |  | n/a | n/a | n/a | n/a | n/a | n/a | n/a | n/a | n/a | n/a | n/a | n/a | n/a | n/a | n/a | n/a | n/a | n/a | n/a | n/a | n/a | n/a | n/a | n/a | n/a | n/a | n/a | n/a | n/a | n/a | n/a | n/a | n/a | n/a | n/a | n/a | n/a | n/a | n/a | n/a | n/a | n/a | n/a | n/a | n/a | n/a | n/a | n/a | n/a | n/a | n/a | n/a | n/a | n/a | n/a | n/a | n/a | n/a | n/a | n/a | n/a | n/a | n/a | n/a | n/a | n/a | n/a | n/a | n/a | n/a | n/a | n/a | n/a | n/a | n/a | n/a | n/a | n/a | n/a
FDI-0203 | Installation of FDI LT2-31113-0303. ICC Add/Modify Blocks, SPDS Steam Calcs Program Build 022 . |  | Rev 0 |  | n/a | n/a | n/a | n/a | n/a | n/a | n/a | n/a | n/a | n/a | n/a | n/a | n/a | n/a | n/a | n/a | n/a | n/a | n/a | n/a | n/a | n/a | n/a | n/a | n/a | n/a | n/a | n/a | n/a | n/a | n/a | n/a | n/a | n/a | n/a | n/a | n/a | n/a | n/a | n/a | n/a | n/a | n/a | n/a | n/a | n/a | n/a | n/a | n/a | n/a | n/a | n/a | n/a | n/a | n/a | n/a | n/a | n/a | n/a | n/a | n/a | n/a | n/a | n/a | n/a | n/a | n/a | n/a | X | X | n/a | n/a | n/a | n/a | n/a | n/a | n/a | n/a | n/a
FDI-0204 | Open |  | Rev 0 |  | n/a | n/a | n/a | n/a | n/a | n/a | n/a | n/a | n/a | n/a | n/a | n/a | n/a | n/a | n/a | n/a | n/a | n/a | n/a | n/a | n/a | n/a | n/a | n/a | n/a | n/a | n/a | n/a | n/a | n/a | n/a | n/a | n/a | n/a | n/a | n/a | n/a | n/a | n/a | n/a | n/a | n/a | n/a | n/a | n/a | n/a | n/a | n/a | n/a | n/a | n/a | n/a | n/a | n/a | n/a | n/a | n/a | n/a | n/a | n/a | n/a | n/a | n/a | n/a | n/a | n/a | n/a | n/a | n/a | n/a | n/a | n/a | n/a | n/a | n/a | n/a | n/a | n/a | n/a
FDI-0205 | Open |  | Rev 0 |  | n/a | n/a | n/a | n/a | n/a | n/a | n/a | n/a | n/a | n/a | n/a | n/a | n/a | n/a | n/a | n/a | n/a | n/a | n/a | n/a | n/a | n/a | n/a | n/a | n/a | n/a | n/a | n/a | n/a | n/a | n/a | n/a | n/a | n/a | n/a | n/a | n/a | n/a | n/a | n/a | n/a | n/a | n/a | n/a | n/a | n/a | n/a | n/a | n/a | n/a | n/a | n/a | n/a | n/a | n/a | n/a | n/a | n/a | n/a | n/a | n/a | n/a | n/a | n/a | n/a | n/a | n/a | n/a | n/a | n/a | n/a | n/a | n/a | n/a | n/a | n/a | n/a | n/a | n/a
FDI-0206 | Open |  | Rev 0 |  | n/a | n/a | n/a | n/a | n/a | n/a | n/a | n/a | n/a | n/a | n/a | n/a | n/a | n/a | n/a | n/a | n/a | n/a | n/a | n/a | n/a | n/a | n/a | n/a | n/a | n/a | n/a | n/a | n/a | n/a | n/a | n/a | n/a | n/a | n/a | n/a | n/a | n/a | n/a | n/a | n/a | n/a | n/a | n/a | n/a | n/a | n/a | n/a | n/a | n/a | n/a | n/a | n/a | n/a | n/a | n/a | n/a | n/a | n/a | n/a | n/a | n/a | n/a | n/a | n/a | n/a | n/a | n/a | n/a | n/a | n/a | n/a | n/a | n/a | n/a | n/a | n/a | n/a | n/a
FDI-0207 | Open |  | Rev 0 |  | n/a | n/a | n/a | n/a | n/a | n/a | n/a | n/a | n/a | n/a | n/a | n/a | n/a | n/a | n/a | n/a | n/a | n/a | n/a | n/a | n/a | n/a | n/a | n/a | n/a | n/a | n/a | n/a | n/a | n/a | n/a | n/a | n/a | n/a | n/a | n/a | n/a | n/a | n/a | n/a | n/a | n/a | n/a | n/a | n/a | n/a | n/a | n/a | n/a | n/a | n/a | n/a | n/a | n/a | n/a | n/a | n/a | n/a | n/a | n/a | n/a | n/a | n/a | n/a | n/a | n/a | n/a | n/a | n/a | n/a | n/a | n/a | n/a | n/a | n/a | n/a | n/a | n/a | n/a
FDI-0208 | Open |  | Rev 0 |  | n/a | n/a | n/a | n/a | n/a | n/a | n/a | n/a | n/a | n/a | n/a | n/a | n/a | n/a | n/a | n/a | n/a | n/a | n/a | n/a | n/a | n/a | n/a | n/a | n/a | n/a | n/a | n/a | n/a | n/a | n/a | n/a | n/a | n/a | n/a | n/a | n/a | n/a | n/a | n/a | n/a | n/a | n/a | n/a | n/a | n/a | n/a | n/a | n/a | n/a | n/a | n/a | n/a | n/a | n/a | n/a | n/a | n/a | n/a | n/a | n/a | n/a | n/a | n/a | n/a | n/a | n/a | n/a | n/a | n/a | n/a | n/a | n/a | n/a | n/a | n/a | n/a | n/a | n/a
FDI-0209 | Open |  | Rev 0 |  | n/a | n/a | n/a | n/a | n/a | n/a | n/a | n/a | n/a | n/a | n/a | n/a | n/a | n/a | n/a | n/a | n/a | n/a | n/a | n/a | n/a | n/a | n/a | n/a | n/a | n/a | n/a | n/a | n/a | n/a | n/a | n/a | n/a | n/a | n/a | n/a | n/a | n/a | n/a | n/a | n/a | n/a | n/a | n/a | n/a | n/a | n/a | n/a | n/a | n/a | n/a | n/a | n/a | n/a | n/a | n/a | n/a | n/a | n/a | n/a | n/a | n/a | n/a | n/a | n/a | n/a | n/a | n/a | n/a | n/a | n/a | n/a | n/a | n/a | n/a | n/a | n/a | n/a | n/a
FDI-0210 | Open |  | Rev 0 |  | n/a | n/a | n/a | n/a | n/a | n/a | n/a | n/a | n/a | n/a | n/a | n/a | n/a | n/a | n/a | n/a | n/a | n/a | n/a | n/a | n/a | n/a | n/a | n/a | n/a | n/a | n/a | n/a | n/a | n/a | n/a | n/a | n/a | n/a | n/a | n/a | n/a | n/a | n/a | n/a | n/a | n/a | n/a | n/a | n/a | n/a | n/a | n/a | n/a | n/a | n/a | n/a | n/a | n/a | n/a | n/a | n/a | n/a | n/a | n/a | n/a | n/a | n/a | n/a | n/a | n/a | n/a | n/a | n/a | n/a | n/a | n/a | n/a | n/a | n/a | n/a | n/a | n/a | n/a
FDI-0211 | Open |  | Rev 0 |  | n/a | n/a | n/a | n/a | n/a | n/a | n/a | n/a | n/a | n/a | n/a | n/a | n/a | n/a | n/a | n/a | n/a | n/a | n/a | n/a | n/a | n/a | n/a | n/a | n/a | n/a | n/a | n/a | n/a | n/a | n/a | n/a | n/a | n/a | n/a | n/a | n/a | n/a | n/a | n/a | n/a | n/a | n/a | n/a | n/a | n/a | n/a | n/a | n/a | n/a | n/a | n/a | n/a | n/a | n/a | n/a | n/a | n/a | n/a | n/a | n/a | n/a | n/a | n/a | n/a | n/a | n/a | n/a | n/a | n/a | n/a | n/a | n/a | n/a | n/a | n/a | n/a | n/a | n/a
FDI-0212 | Open |  | Rev 0 |  | n/a | n/a | n/a | n/a | n/a | n/a | n/a | n/a | n/a | n/a | n/a | n/a | n/a | n/a | n/a | n/a | n/a | n/a | n/a | n/a | n/a | n/a | n/a | n/a | n/a | n/a | n/a | n/a | n/a | n/a | n/a | n/a | n/a | n/a | n/a | n/a | n/a | n/a | n/a | n/a | n/a | n/a | n/a | n/a | n/a | n/a | n/a | n/a | n/a | n/a | n/a | n/a | n/a | n/a | n/a | n/a | n/a | n/a | n/a | n/a | n/a | n/a | n/a | n/a | n/a | n/a | n/a | n/a | n/a | n/a | n/a | n/a | n/a | n/a | n/a | n/a | n/a | n/a | n/a
FDI-0213 | Open |  | Rev 0 |  | n/a | n/a | n/a | n/a | n/a | n/a | n/a | n/a | n/a | n/a | n/a | n/a | n/a | n/a | n/a | n/a | n/a | n/a | n/a | n/a | n/a | n/a | n/a | n/a | n/a | n/a | n/a | n/a | n/a | n/a | n/a | n/a | n/a | n/a | n/a | n/a | n/a | n/a | n/a | n/a | n/a | n/a | n/a | n/a | n/a | n/a | n/a | n/a | n/a | n/a | n/a | n/a | n/a | n/a | n/a | n/a | n/a | n/a | n/a | n/a | n/a | n/a | n/a | n/a | n/a | n/a | n/a | n/a | n/a | n/a | n/a | n/a | n/a | n/a | n/a | n/a | n/a | n/a | n/a
FDI-0214 | Open |  | Rev 0 |  | n/a | n/a | n/a | n/a | n/a | n/a | n/a | n/a | n/a | n/a | n/a | n/a | n/a | n/a | n/a | n/a | n/a | n/a | n/a | n/a | n/a | n/a | n/a | n/a | n/a | n/a | n/a | n/a | n/a | n/a | n/a | n/a | n/a | n/a | n/a | n/a | n/a | n/a | n/a | n/a | n/a | n/a | n/a | n/a | n/a | n/a | n/a | n/a | n/a | n/a | n/a | n/a | n/a | n/a | n/a | n/a | n/a | n/a | n/a | n/a | n/a | n/a | n/a | n/a | n/a | n/a | n/a | n/a | n/a | n/a | n/a | n/a | n/a | n/a | n/a | n/a | n/a | n/a | n/a
FDI-0215 | Open |  | Rev 0 |  | n/a | n/a | n/a | n/a | n/a | n/a | n/a | n/a | n/a | n/a | n/a | n/a | n/a | n/a | n/a | n/a | n/a | n/a | n/a | n/a | n/a | n/a | n/a | n/a | n/a | n/a | n/a | n/a | n/a | n/a | n/a | n/a | n/a | n/a | n/a | n/a | n/a | n/a | n/a | n/a | n/a | n/a | n/a | n/a | n/a | n/a | n/a | n/a | n/a | n/a | n/a | n/a | n/a | n/a | n/a | n/a | n/a | n/a | n/a | n/a | n/a | n/a | n/a | n/a | n/a | n/a | n/a | n/a | n/a | n/a | n/a | n/a | n/a | n/a | n/a | n/a | n/a | n/a | n/a
FDI-0216 | Open |  | Rev 0 |  | n/a | n/a | n/a | n/a | n/a | n/a | n/a | n/a | n/a | n/a | n/a | n/a | n/a | n/a | n/a | n/a | n/a | n/a | n/a | n/a | n/a | n/a | n/a | n/a | n/a | n/a | n/a | n/a | n/a | n/a | n/a | n/a | n/a | n/a | n/a | n/a | n/a | n/a | n/a | n/a | n/a | n/a | n/a | n/a | n/a | n/a | n/a | n/a | n/a | n/a | n/a | n/a | n/a | n/a | n/a | n/a | n/a | n/a | n/a | n/a | n/a | n/a | n/a | n/a | n/a | n/a | n/a | n/a | n/a | n/a | n/a | n/a | n/a | n/a | n/a | n/a | n/a | n/a | n/a
FDI-0217 | Open |  | Rev 0 |  | n/a | n/a | n/a | n/a | n/a | n/a | n/a | n/a | n/a | n/a | n/a | n/a | n/a | n/a | n/a | n/a | n/a | n/a | n/a | n/a | n/a | n/a | n/a | n/a | n/a | n/a | n/a | n/a | n/a | n/a | n/a | n/a | n/a | n/a | n/a | n/a | n/a | n/a | n/a | n/a | n/a | n/a | n/a | n/a | n/a | n/a | n/a | n/a | n/a | n/a | n/a | n/a | n/a | n/a | n/a | n/a | n/a | n/a | n/a | n/a | n/a | n/a | n/a | n/a | n/a | n/a | n/a | n/a | n/a | n/a | n/a | n/a | n/a | n/a | n/a | n/a | n/a | n/a | n/a
FDI-0218 | Open |  | Rev 0 |  | n/a | n/a | n/a | n/a | n/a | n/a | n/a | n/a | n/a | n/a | n/a | n/a | n/a | n/a | n/a | n/a | n/a | n/a | n/a | n/a | n/a | n/a | n/a | n/a | n/a | n/a | n/a | n/a | n/a | n/a | n/a | n/a | n/a | n/a | n/a | n/a | n/a | n/a | n/a | n/a | n/a | n/a | n/a | n/a | n/a | n/a | n/a | n/a | n/a | n/a | n/a | n/a | n/a | n/a | n/a | n/a | n/a | n/a | n/a | n/a | n/a | n/a | n/a | n/a | n/a | n/a | n/a | n/a | n/a | n/a | n/a | n/a | n/a | n/a | n/a | n/a | n/a | n/a | n/a
FDI-0219 | Open |  | Rev 0 |  | n/a | n/a | n/a | n/a | n/a | n/a | n/a | n/a | n/a | n/a | n/a | n/a | n/a | n/a | n/a | n/a | n/a | n/a | n/a | n/a | n/a | n/a | n/a | n/a | n/a | n/a | n/a | n/a | n/a | n/a | n/a | n/a | n/a | n/a | n/a | n/a | n/a | n/a | n/a | n/a | n/a | n/a | n/a | n/a | n/a | n/a | n/a | n/a | n/a | n/a | n/a | n/a | n/a | n/a | n/a | n/a | n/a | n/a | n/a | n/a | n/a | n/a | n/a | n/a | n/a | n/a | n/a | n/a | n/a | n/a | n/a | n/a | n/a | n/a | n/a | n/a | n/a | n/a | n/a
FDI-0220 | Open |  | Rev 0 |  | n/a | n/a | n/a | n/a | n/a | n/a | n/a | n/a | n/a | n/a | n/a | n/a | n/a | n/a | n/a | n/a | n/a | n/a | n/a | n/a | n/a | n/a | n/a | n/a | n/a | n/a | n/a | n/a | n/a | n/a | n/a | n/a | n/a | n/a | n/a | n/a | n/a | n/a | n/a | n/a | n/a | n/a | n/a | n/a | n/a | n/a | n/a | n/a | n/a | n/a | n/a | n/a | n/a | n/a | n/a | n/a | n/a | n/a | n/a | n/a | n/a | n/a | n/a | n/a | n/a | n/a | n/a | n/a | n/a | n/a | n/a | n/a | n/a | n/a | n/a | n/a | n/a | n/a | n/a
FDI-0221 | Open |  | Rev 0 |  | n/a | n/a | n/a | n/a | n/a | n/a | n/a | n/a | n/a | n/a | n/a | n/a | n/a | n/a | n/a | n/a | n/a | n/a | n/a | n/a | n/a | n/a | n/a | n/a | n/a | n/a | n/a | n/a | n/a | n/a | n/a | n/a | n/a | n/a | n/a | n/a | n/a | n/a | n/a | n/a | n/a | n/a | n/a | n/a | n/a | n/a | n/a | n/a | n/a | n/a | n/a | n/a | n/a | n/a | n/a | n/a | n/a | n/a | n/a | n/a | n/a | n/a | n/a | n/a | n/a | n/a | n/a | n/a | n/a | n/a | n/a | n/a | n/a | n/a | n/a | n/a | n/a | n/a | n/a
FDI-0222 | Open |  | Rev 0 |  | n/a | n/a | n/a | n/a | n/a | n/a | n/a | n/a | n/a | n/a | n/a | n/a | n/a | n/a | n/a | n/a | n/a | n/a | n/a | n/a | n/a | n/a | n/a | n/a | n/a | n/a | n/a | n/a | n/a | n/a | n/a | n/a | n/a | n/a | n/a | n/a | n/a | n/a | n/a | n/a | n/a | n/a | n/a | n/a | n/a | n/a | n/a | n/a | n/a | n/a | n/a | n/a | n/a | n/a | n/a | n/a | n/a | n/a | n/a | n/a | n/a | n/a | n/a | n/a | n/a | n/a | n/a | n/a | n/a | n/a | n/a | n/a | n/a | n/a | n/a | n/a | n/a | n/a | n/a
FDI-0223 | Open |  | Rev 0 |  | n/a | n/a | n/a | n/a | n/a | n/a | n/a | n/a | n/a | n/a | n/a | n/a | n/a | n/a | n/a | n/a | n/a | n/a | n/a | n/a | n/a | n/a | n/a | n/a | n/a | n/a | n/a | n/a | n/a | n/a | n/a | n/a | n/a | n/a | n/a | n/a | n/a | n/a | n/a | n/a | n/a | n/a | n/a | n/a | n/a | n/a | n/a | n/a | n/a | n/a | n/a | n/a | n/a | n/a | n/a | n/a | n/a | n/a | n/a | n/a | n/a | n/a | n/a | n/a | n/a | n/a | n/a | n/a | n/a | n/a | n/a | n/a | n/a | n/a | n/a | n/a | n/a | n/a | n/a
FDI-0224 | Open |  | Rev 0 |  | n/a | n/a | n/a | n/a | n/a | n/a | n/a | n/a | n/a | n/a | n/a | n/a | n/a | n/a | n/a | n/a | n/a | n/a | n/a | n/a | n/a | n/a | n/a | n/a | n/a | n/a | n/a | n/a | n/a | n/a | n/a | n/a | n/a | n/a | n/a | n/a | n/a | n/a | n/a | n/a | n/a | n/a | n/a | n/a | n/a | n/a | n/a | n/a | n/a | n/a | n/a | n/a | n/a | n/a | n/a | n/a | n/a | n/a | n/a | n/a | n/a | n/a | n/a | n/a | n/a | n/a | n/a | n/a | n/a | n/a | n/a | n/a | n/a | n/a | n/a | n/a | n/a | n/a | n/a
FDI-0225 | Open |  | Rev 0 |  | n/a | n/a | n/a | n/a | n/a | n/a | n/a | n/a | n/a | n/a | n/a | n/a | n/a | n/a | n/a | n/a | n/a | n/a | n/a | n/a | n/a | n/a | n/a | n/a | n/a | n/a | n/a | n/a | n/a | n/a | n/a | n/a | n/a | n/a | n/a | n/a | n/a | n/a | n/a | n/a | n/a | n/a | n/a | n/a | n/a | n/a | n/a | n/a | n/a | n/a | n/a | n/a | n/a | n/a | n/a | n/a | n/a | n/a | n/a | n/a | n/a | n/a | n/a | n/a | n/a | n/a | n/a | n/a | n/a | n/a | n/a | n/a | n/a | n/a | n/a | n/a | n/a | n/a | n/a
FDI-0226 | Open |  | Rev 0 |  | n/a | n/a | n/a | n/a | n/a | n/a | n/a | n/a | n/a | n/a | n/a | n/a | n/a | n/a | n/a | n/a | n/a | n/a | n/a | n/a | n/a | n/a | n/a | n/a | n/a | n/a | n/a | n/a | n/a | n/a | n/a | n/a | n/a | n/a | n/a | n/a | n/a | n/a | n/a | n/a | n/a | n/a | n/a | n/a | n/a | n/a | n/a | n/a | n/a | n/a | n/a | n/a | n/a | n/a | n/a | n/a | n/a | n/a | n/a | n/a | n/a | n/a | n/a | n/a | n/a | n/a | n/a | n/a | n/a | n/a | n/a | n/a | n/a | n/a | n/a | n/a | n/a | n/a | n/a
FDI-0227 | Open |  | Rev 0 |  | n/a | n/a | n/a | n/a | n/a | n/a | n/a | n/a | n/a | n/a | n/a | n/a | n/a | n/a | n/a | n/a | n/a | n/a | n/a | n/a | n/a | n/a | n/a | n/a | n/a | n/a | n/a | n/a | n/a | n/a | n/a | n/a | n/a | n/a | n/a | n/a | n/a | n/a | n/a | n/a | n/a | n/a | n/a | n/a | n/a | n/a | n/a | n/a | n/a | n/a | n/a | n/a | n/a | n/a | n/a | n/a | n/a | n/a | n/a | n/a | n/a | n/a | n/a | n/a | n/a | n/a | n/a | n/a | n/a | n/a | n/a | n/a | n/a | n/a | n/a | n/a | n/a | n/a | n/a
FDI-0228 | Open |  | Rev 0 |  | n/a | n/a | n/a | n/a | n/a | n/a | n/a | n/a | n/a | n/a | n/a | n/a | n/a | n/a | n/a | n/a | n/a | n/a | n/a | n/a | n/a | n/a | n/a | n/a | n/a | n/a | n/a | n/a | n/a | n/a | n/a | n/a | n/a | n/a | n/a | n/a | n/a | n/a | n/a | n/a | n/a | n/a | n/a | n/a | n/a | n/a | n/a | n/a | n/a | n/a | n/a | n/a | n/a | n/a | n/a | n/a | n/a | n/a | n/a | n/a | n/a | n/a | n/a | n/a | n/a | n/a | n/a | n/a | n/a | n/a | n/a | n/a | n/a | n/a | n/a | n/a | n/a | n/a | n/a
FDI-0229 | Open |  | Rev 0 |  | n/a | n/a | n/a | n/a | n/a | n/a | n/a | n/a | n/a | n/a | n/a | n/a | n/a | n/a | n/a | n/a | n/a | n/a | n/a | n/a | n/a | n/a | n/a | n/a | n/a | n/a | n/a | n/a | n/a | n/a | n/a | n/a | n/a | n/a | n/a | n/a | n/a | n/a | n/a | n/a | n/a | n/a | n/a | n/a | n/a | n/a | n/a | n/a | n/a | n/a | n/a | n/a | n/a | n/a | n/a | n/a | n/a | n/a | n/a | n/a | n/a | n/a | n/a | n/a | n/a | n/a | n/a | n/a | n/a | n/a | n/a | n/a | n/a | n/a | n/a | n/a | n/a | n/a | n/a
FDI-0230 | Open |  | Rev 0 |  | n/a | n/a | n/a | n/a | n/a | n/a | n/a | n/a | n/a | n/a | n/a | n/a | n/a | n/a | n/a | n/a | n/a | n/a | n/a | n/a | n/a | n/a | n/a | n/a | n/a | n/a | n/a | n/a | n/a | n/a | n/a | n/a | n/a | n/a | n/a | n/a | n/a | n/a | n/a | n/a | n/a | n/a | n/a | n/a | n/a | n/a | n/a | n/a | n/a | n/a | n/a | n/a | n/a | n/a | n/a | n/a | n/a | n/a | n/a | n/a | n/a | n/a | n/a | n/a | n/a | n/a | n/a | n/a | n/a | n/a | n/a | n/a | n/a | n/a | n/a | n/a | n/a | n/a | n/a
FDI-0231 | Open |  | Rev 0 |  | n/a | n/a | n/a | n/a | n/a | n/a | n/a | n/a | n/a | n/a | n/a | n/a | n/a | n/a | n/a | n/a | n/a | n/a | n/a | n/a | n/a | n/a | n/a | n/a | n/a | n/a | n/a | n/a | n/a | n/a | n/a | n/a | n/a | n/a | n/a | n/a | n/a | n/a | n/a | n/a | n/a | n/a | n/a | n/a | n/a | n/a | n/a | n/a | n/a | n/a | n/a | n/a | n/a | n/a | n/a | n/a | n/a | n/a | n/a | n/a | n/a | n/a | n/a | n/a | n/a | n/a | n/a | n/a | n/a | n/a | n/a | n/a | n/a | n/a | n/a | n/a | n/a | n/a | n/a
FDI-0232 | Open |  | Rev 0 |  | n/a | n/a | n/a | n/a | n/a | n/a | n/a | n/a | n/a | n/a | n/a | n/a | n/a | n/a | n/a | n/a | n/a | n/a | n/a | n/a | n/a | n/a | n/a | n/a | n/a | n/a | n/a | n/a | n/a | n/a | n/a | n/a | n/a | n/a | n/a | n/a | n/a | n/a | n/a | n/a | n/a | n/a | n/a | n/a | n/a | n/a | n/a | n/a | n/a | n/a | n/a | n/a | n/a | n/a | n/a | n/a | n/a | n/a | n/a | n/a | n/a | n/a | n/a | n/a | n/a | n/a | n/a | n/a | n/a | n/a | n/a | n/a | n/a | n/a | n/a | n/a | n/a | n/a | n/a
FDI-0233 | Open |  | Rev 0 |  | n/a | n/a | n/a | n/a | n/a | n/a | n/a | n/a | n/a | n/a | n/a | n/a | n/a | n/a | n/a | n/a | n/a | n/a | n/a | n/a | n/a | n/a | n/a | n/a | n/a | n/a | n/a | n/a | n/a | n/a | n/a | n/a | n/a | n/a | n/a | n/a | n/a | n/a | n/a | n/a | n/a | n/a | n/a | n/a | n/a | n/a | n/a | n/a | n/a | n/a | n/a | n/a | n/a | n/a | n/a | n/a | n/a | n/a | n/a | n/a | n/a | n/a | n/a | n/a | n/a | n/a | n/a | n/a | n/a | n/a | n/a | n/a | n/a | n/a | n/a | n/a | n/a | n/a | n/a
FDI-0234 | Open |  | Rev 0 |  | n/a | n/a | n/a | n/a | n/a | n/a | n/a | n/a | n/a | n/a | n/a | n/a | n/a | n/a | n/a | n/a | n/a | n/a | n/a | n/a | n/a | n/a | n/a | n/a | n/a | n/a | n/a | n/a | n/a | n/a | n/a | n/a | n/a | n/a | n/a | n/a | n/a | n/a | n/a | n/a | n/a | n/a | n/a | n/a | n/a | n/a | n/a | n/a | n/a | n/a | n/a | n/a | n/a | n/a | n/a | n/a | n/a | n/a | n/a | n/a | n/a | n/a | n/a | n/a | n/a | n/a | n/a | n/a | n/a | n/a | n/a | n/a | n/a | n/a | n/a | n/a | n/a | n/a | n/a
FDI-0235 | Open |  | Rev 0 |  | n/a | n/a | n/a | n/a | n/a | n/a | n/a | n/a | n/a | n/a | n/a | n/a | n/a | n/a | n/a | n/a | n/a | n/a | n/a | n/a | n/a | n/a | n/a | n/a | n/a | n/a | n/a | n/a | n/a | n/a | n/a | n/a | n/a | n/a | n/a | n/a | n/a | n/a | n/a | n/a | n/a | n/a | n/a | n/a | n/a | n/a | n/a | n/a | n/a | n/a | n/a | n/a | n/a | n/a | n/a | n/a | n/a | n/a | n/a | n/a | n/a | n/a | n/a | n/a | n/a | n/a | n/a | n/a | n/a | n/a | n/a | n/a | n/a | n/a | n/a | n/a | n/a | n/a | n/a
FDI-0236 | Open |  | Rev 0 |  | n/a | n/a | n/a | n/a | n/a | n/a | n/a | n/a | n/a | n/a | n/a | n/a | n/a | n/a | n/a | n/a | n/a | n/a | n/a | n/a | n/a | n/a | n/a | n/a | n/a | n/a | n/a | n/a | n/a | n/a | n/a | n/a | n/a | n/a | n/a | n/a | n/a | n/a | n/a | n/a | n/a | n/a | n/a | n/a | n/a | n/a | n/a | n/a | n/a | n/a | n/a | n/a | n/a | n/a | n/a | n/a | n/a | n/a | n/a | n/a | n/a | n/a | n/a | n/a | n/a | n/a | n/a | n/a | n/a | n/a | n/a | n/a | n/a | n/a | n/a | n/a | n/a | n/a | n/a
FDI-0237 | Open |  | Rev 0 |  | n/a | n/a | n/a | n/a | n/a | n/a | n/a | n/a | n/a | n/a | n/a | n/a | n/a | n/a | n/a | n/a | n/a | n/a | n/a | n/a | n/a | n/a | n/a | n/a | n/a | n/a | n/a | n/a | n/a | n/a | n/a | n/a | n/a | n/a | n/a | n/a | n/a | n/a | n/a | n/a | n/a | n/a | n/a | n/a | n/a | n/a | n/a | n/a | n/a | n/a | n/a | n/a | n/a | n/a | n/a | n/a | n/a | n/a | n/a | n/a | n/a | n/a | n/a | n/a | n/a | n/a | n/a | n/a | n/a | n/a | n/a | n/a | n/a | n/a | n/a | n/a | n/a | n/a | n/a
FDI-0238 | Open |  | Rev 0 |  | n/a | n/a | n/a | n/a | n/a | n/a | n/a | n/a | n/a | n/a | n/a | n/a | n/a | n/a | n/a | n/a | n/a | n/a | n/a | n/a | n/a | n/a | n/a | n/a | n/a | n/a | n/a | n/a | n/a | n/a | n/a | n/a | n/a | n/a | n/a | n/a | n/a | n/a | n/a | n/a | n/a | n/a | n/a | n/a | n/a | n/a | n/a | n/a | n/a | n/a | n/a | n/a | n/a | n/a | n/a | n/a | n/a | n/a | n/a | n/a | n/a | n/a | n/a | n/a | n/a | n/a | n/a | n/a | n/a | n/a | n/a | n/a | n/a | n/a | n/a | n/a | n/a | n/a | n/a
FDI-0239 | Open |  | Rev 0 |  | n/a | n/a | n/a | n/a | n/a | n/a | n/a | n/a | n/a | n/a | n/a | n/a | n/a | n/a | n/a | n/a | n/a | n/a | n/a | n/a | n/a | n/a | n/a | n/a | n/a | n/a | n/a | n/a | n/a | n/a | n/a | n/a | n/a | n/a | n/a | n/a | n/a | n/a | n/a | n/a | n/a | n/a | n/a | n/a | n/a | n/a | n/a | n/a | n/a | n/a | n/a | n/a | n/a | n/a | n/a | n/a | n/a | n/a | n/a | n/a | n/a | n/a | n/a | n/a | n/a | n/a | n/a | n/a | n/a | n/a | n/a | n/a | n/a | n/a | n/a | n/a | n/a | n/a | n/a
FDI-0240 | Open |  | Rev 0 |  | n/a | n/a | n/a | n/a | n/a | n/a | n/a | n/a | n/a | n/a | n/a | n/a | n/a | n/a | n/a | n/a | n/a | n/a | n/a | n/a | n/a | n/a | n/a | n/a | n/a | n/a | n/a | n/a | n/a | n/a | n/a | n/a | n/a | n/a | n/a | n/a | n/a | n/a | n/a | n/a | n/a | n/a | n/a | n/a | n/a | n/a | n/a | n/a | n/a | n/a | n/a | n/a | n/a | n/a | n/a | n/a | n/a | n/a | n/a | n/a | n/a | n/a | n/a | n/a | n/a | n/a | n/a | n/a | n/a | n/a | n/a | n/a | n/a | n/a | n/a | n/a | n/a | n/a | n/a
FDI-0241 | Open |  | Rev 0 |  | n/a | n/a | n/a | n/a | n/a | n/a | n/a | n/a | n/a | n/a | n/a | n/a | n/a | n/a | n/a | n/a | n/a | n/a | n/a | n/a | n/a | n/a | n/a | n/a | n/a | n/a | n/a | n/a | n/a | n/a | n/a | n/a | n/a | n/a | n/a | n/a | n/a | n/a | n/a | n/a | n/a | n/a | n/a | n/a | n/a | n/a | n/a | n/a | n/a | n/a | n/a | n/a | n/a | n/a | n/a | n/a | n/a | n/a | n/a | n/a | n/a | n/a | n/a | n/a | n/a | n/a | n/a | n/a | n/a | n/a | n/a | n/a | n/a | n/a | n/a | n/a | n/a | n/a | n/a
FDI-0242 | Open |  | Rev 0 |  | n/a | n/a | n/a | n/a | n/a | n/a | n/a | n/a | n/a | n/a | n/a | n/a | n/a | n/a | n/a | n/a | n/a | n/a | n/a | n/a | n/a | n/a | n/a | n/a | n/a | n/a | n/a | n/a | n/a | n/a | n/a | n/a | n/a | n/a | n/a | n/a | n/a | n/a | n/a | n/a | n/a | n/a | n/a | n/a | n/a | n/a | n/a | n/a | n/a | n/a | n/a | n/a | n/a | n/a | n/a | n/a | n/a | n/a | n/a | n/a | n/a | n/a | n/a | n/a | n/a | n/a | n/a | n/a | n/a | n/a | n/a | n/a | n/a | n/a | n/a | n/a | n/a | n/a | n/a
FDI-0243 | Open |  | Rev 0 |  | n/a | n/a | n/a | n/a | n/a | n/a | n/a | n/a | n/a | n/a | n/a | n/a | n/a | n/a | n/a | n/a | n/a | n/a | n/a | n/a | n/a | n/a | n/a | n/a | n/a | n/a | n/a | n/a | n/a | n/a | n/a | n/a | n/a | n/a | n/a | n/a | n/a | n/a | n/a | n/a | n/a | n/a | n/a | n/a | n/a | n/a | n/a | n/a | n/a | n/a | n/a | n/a | n/a | n/a | n/a | n/a | n/a | n/a | n/a | n/a | n/a | n/a | n/a | n/a | n/a | n/a | n/a | n/a | n/a | n/a | n/a | n/a | n/a | n/a | n/a | n/a | n/a | n/a | n/a
FDI-0244 | Open |  | Rev 0 |  | n/a | n/a | n/a | n/a | n/a | n/a | n/a | n/a | n/a | n/a | n/a | n/a | n/a | n/a | n/a | n/a | n/a | n/a | n/a | n/a | n/a | n/a | n/a | n/a | n/a | n/a | n/a | n/a | n/a | n/a | n/a | n/a | n/a | n/a | n/a | n/a | n/a | n/a | n/a | n/a | n/a | n/a | n/a | n/a | n/a | n/a | n/a | n/a | n/a | n/a | n/a | n/a | n/a | n/a | n/a | n/a | n/a | n/a | n/a | n/a | n/a | n/a | n/a | n/a | n/a | n/a | n/a | n/a | n/a | n/a | n/a | n/a | n/a | n/a | n/a | n/a | n/a | n/a | n/a
FDI-0245 | Open |  | Rev 0 |  | n/a | n/a | n/a | n/a | n/a | n/a | n/a | n/a | n/a | n/a | n/a | n/a | n/a | n/a | n/a | n/a | n/a | n/a | n/a | n/a | n/a | n/a | n/a | n/a | n/a | n/a | n/a | n/a | n/a | n/a | n/a | n/a | n/a | n/a | n/a | n/a | n/a | n/a | n/a | n/a | n/a | n/a | n/a | n/a | n/a | n/a | n/a | n/a | n/a | n/a | n/a | n/a | n/a | n/a | n/a | n/a | n/a | n/a | n/a | n/a | n/a | n/a | n/a | n/a | n/a | n/a | n/a | n/a | n/a | n/a | n/a | n/a | n/a | n/a | n/a | n/a | n/a | n/a | n/a
FDI-0246 | Open |  | Rev 0 |  | n/a | n/a | n/a | n/a | n/a | n/a | n/a | n/a | n/a | n/a | n/a | n/a | n/a | n/a | n/a | n/a | n/a | n/a | n/a | n/a | n/a | n/a | n/a | n/a | n/a | n/a | n/a | n/a | n/a | n/a | n/a | n/a | n/a | n/a | n/a | n/a | n/a | n/a | n/a | n/a | n/a | n/a | n/a | n/a | n/a | n/a | n/a | n/a | n/a | n/a | n/a | n/a | n/a | n/a | n/a | n/a | n/a | n/a | n/a | n/a | n/a | n/a | n/a | n/a | n/a | n/a | n/a | n/a | n/a | n/a | n/a | n/a | n/a | n/a | n/a | n/a | n/a | n/a | n/a
FDI-0247 | Open |  | Rev 0 |  | n/a | n/a | n/a | n/a | n/a | n/a | n/a | n/a | n/a | n/a | n/a | n/a | n/a | n/a | n/a | n/a | n/a | n/a | n/a | n/a | n/a | n/a | n/a | n/a | n/a | n/a | n/a | n/a | n/a | n/a | n/a | n/a | n/a | n/a | n/a | n/a | n/a | n/a | n/a | n/a | n/a | n/a | n/a | n/a | n/a | n/a | n/a | n/a | n/a | n/a | n/a | n/a | n/a | n/a | n/a | n/a | n/a | n/a | n/a | n/a | n/a | n/a | n/a | n/a | n/a | n/a | n/a | n/a | n/a | n/a | n/a | n/a | n/a | n/a | n/a | n/a | n/a | n/a | n/a
FDI-0248 | Open |  | Rev 0 |  | n/a | n/a | n/a | n/a | n/a | n/a | n/a | n/a | n/a | n/a | n/a | n/a | n/a | n/a | n/a | n/a | n/a | n/a | n/a | n/a | n/a | n/a | n/a | n/a | n/a | n/a | n/a | n/a | n/a | n/a | n/a | n/a | n/a | n/a | n/a | n/a | n/a | n/a | n/a | n/a | n/a | n/a | n/a | n/a | n/a | n/a | n/a | n/a | n/a | n/a | n/a | n/a | n/a | n/a | n/a | n/a | n/a | n/a | n/a | n/a | n/a | n/a | n/a | n/a | n/a | n/a | n/a | n/a | n/a | n/a | n/a | n/a | n/a | n/a | n/a | n/a | n/a | n/a | n/a
FDI-0249 | Open |  | Rev 0 |  | n/a | n/a | n/a | n/a | n/a | n/a | n/a | n/a | n/a | n/a | n/a | n/a | n/a | n/a | n/a | n/a | n/a | n/a | n/a | n/a | n/a | n/a | n/a | n/a | n/a | n/a | n/a | n/a | n/a | n/a | n/a | n/a | n/a | n/a | n/a | n/a | n/a | n/a | n/a | n/a | n/a | n/a | n/a | n/a | n/a | n/a | n/a | n/a | n/a | n/a | n/a | n/a | n/a | n/a | n/a | n/a | n/a | n/a | n/a | n/a | n/a | n/a | n/a | n/a | n/a | n/a | n/a | n/a | n/a | n/a | n/a | n/a | n/a | n/a | n/a | n/a | n/a | n/a | n/a
FDI-0250 | Open |  | Rev 0 |  | n/a | n/a | n/a | n/a | n/a | n/a | n/a | n/a | n/a | n/a | n/a | n/a | n/a | n/a | n/a | n/a | n/a | n/a | n/a | n/a | n/a | n/a | n/a | n/a | n/a | n/a | n/a | n/a | n/a | n/a | n/a | n/a | n/a | n/a | n/a | n/a | n/a | n/a | n/a | n/a | n/a | n/a | n/a | n/a | n/a | n/a | n/a | n/a | n/a | n/a | n/a | n/a | n/a | n/a | n/a | n/a | n/a | n/a | n/a | n/a | n/a | n/a | n/a | n/a | n/a | n/a | n/a | n/a | n/a | n/a | n/a | n/a | n/a | n/a | n/a | n/a | n/a | n/a | n/a
FDI-0251 | Open |  | Rev 0 |  | n/a | n/a | n/a | n/a | n/a | n/a | n/a | n/a | n/a | n/a | n/a | n/a | n/a | n/a | n/a | n/a | n/a | n/a | n/a | n/a | n/a | n/a | n/a | n/a | n/a | n/a | n/a | n/a | n/a | n/a | n/a | n/a | n/a | n/a | n/a | n/a | n/a | n/a | n/a | n/a | n/a | n/a | n/a | n/a | n/a | n/a | n/a | n/a | n/a | n/a | n/a | n/a | n/a | n/a | n/a | n/a | n/a | n/a | n/a | n/a | n/a | n/a | n/a | n/a | n/a | n/a | n/a | n/a | n/a | n/a | n/a | n/a | n/a | n/a | n/a | n/a | n/a | n/a | n/a
FDI-0252 | Open |  | Rev 0 |  | n/a | n/a | n/a | n/a | n/a | n/a | n/a | n/a | n/a | n/a | n/a | n/a | n/a | n/a | n/a | n/a | n/a | n/a | n/a | n/a | n/a | n/a | n/a | n/a | n/a | n/a | n/a | n/a | n/a | n/a | n/a | n/a | n/a | n/a | n/a | n/a | n/a | n/a | n/a | n/a | n/a | n/a | n/a | n/a | n/a | n/a | n/a | n/a | n/a | n/a | n/a | n/a | n/a | n/a | n/a | n/a | n/a | n/a | n/a | n/a | n/a | n/a | n/a | n/a | n/a | n/a | n/a | n/a | n/a | n/a | n/a | n/a | n/a | n/a | n/a | n/a | n/a | n/a | n/a
FDI-0253 | Open |  | Rev 0 |  | n/a | n/a | n/a | n/a | n/a | n/a | n/a | n/a | n/a | n/a | n/a | n/a | n/a | n/a | n/a | n/a | n/a | n/a | n/a | n/a | n/a | n/a | n/a | n/a | n/a | n/a | n/a | n/a | n/a | n/a | n/a | n/a | n/a | n/a | n/a | n/a | n/a | n/a | n/a | n/a | n/a | n/a | n/a | n/a | n/a | n/a | n/a | n/a | n/a | n/a | n/a | n/a | n/a | n/a | n/a | n/a | n/a | n/a | n/a | n/a | n/a | n/a | n/a | n/a | n/a | n/a | n/a | n/a | n/a | n/a | n/a | n/a | n/a | n/a | n/a | n/a | n/a | n/a | n/a
FDI-0254 | Open |  | Rev 0 |  | n/a | n/a | n/a | n/a | n/a | n/a | n/a | n/a | n/a | n/a | n/a | n/a | n/a | n/a | n/a | n/a | n/a | n/a | n/a | n/a | n/a | n/a | n/a | n/a | n/a | n/a | n/a | n/a | n/a | n/a | n/a | n/a | n/a | n/a | n/a | n/a | n/a | n/a | n/a | n/a | n/a | n/a | n/a | n/a | n/a | n/a | n/a | n/a | n/a | n/a | n/a | n/a | n/a | n/a | n/a | n/a | n/a | n/a | n/a | n/a | n/a | n/a | n/a | n/a | n/a | n/a | n/a | n/a | n/a | n/a | n/a | n/a | n/a | n/a | n/a | n/a | n/a | n/a | n/a
FDI-0255 | Open |  | Rev 0 |  | n/a | n/a | n/a | n/a | n/a | n/a | n/a | n/a | n/a | n/a | n/a | n/a | n/a | n/a | n/a | n/a | n/a | n/a | n/a | n/a | n/a | n/a | n/a | n/a | n/a | n/a | n/a | n/a | n/a | n/a | n/a | n/a | n/a | n/a | n/a | n/a | n/a | n/a | n/a | n/a | n/a | n/a | n/a | n/a | n/a | n/a | n/a | n/a | n/a | n/a | n/a | n/a | n/a | n/a | n/a | n/a | n/a | n/a | n/a | n/a | n/a | n/a | n/a | n/a | n/a | n/a | n/a | n/a | n/a | n/a | n/a | n/a | n/a | n/a | n/a | n/a | n/a | n/a | n/a
FDI-0256 | Open |  | Rev 0 |  | n/a | n/a | n/a | n/a | n/a | n/a | n/a | n/a | n/a | n/a | n/a | n/a | n/a | n/a | n/a | n/a | n/a | n/a | n/a | n/a | n/a | n/a | n/a | n/a | n/a | n/a | n/a | n/a | n/a | n/a | n/a | n/a | n/a | n/a | n/a | n/a | n/a | n/a | n/a | n/a | n/a | n/a | n/a | n/a | n/a | n/a | n/a | n/a | n/a | n/a | n/a | n/a | n/a | n/a | n/a | n/a | n/a | n/a | n/a | n/a | n/a | n/a | n/a | n/a | n/a | n/a | n/a | n/a | n/a | n/a | n/a | n/a | n/a | n/a | n/a | n/a | n/a | n/a | n/a
FDI-0257 | Open |  | Rev 0 |  | n/a | n/a | n/a | n/a | n/a | n/a | n/a | n/a | n/a | n/a | n/a | n/a | n/a | n/a | n/a | n/a | n/a | n/a | n/a | n/a | n/a | n/a | n/a | n/a | n/a | n/a | n/a | n/a | n/a | n/a | n/a | n/a | n/a | n/a | n/a | n/a | n/a | n/a | n/a | n/a | n/a | n/a | n/a | n/a | n/a | n/a | n/a | n/a | n/a | n/a | n/a | n/a | n/a | n/a | n/a | n/a | n/a | n/a | n/a | n/a | n/a | n/a | n/a | n/a | n/a | n/a | n/a | n/a | n/a | n/a | n/a | n/a | n/a | n/a | n/a | n/a | n/a | n/a | n/a
FDI-0258 | Open |  | Rev 0 |  | n/a | n/a | n/a | n/a | n/a | n/a | n/a | n/a | n/a | n/a | n/a | n/a | n/a | n/a | n/a | n/a | n/a | n/a | n/a | n/a | n/a | n/a | n/a | n/a | n/a | n/a | n/a | n/a | n/a | n/a | n/a | n/a | n/a | n/a | n/a | n/a | n/a | n/a | n/a | n/a | n/a | n/a | n/a | n/a | n/a | n/a | n/a | n/a | n/a | n/a | n/a | n/a | n/a | n/a | n/a | n/a | n/a | n/a | n/a | n/a | n/a | n/a | n/a | n/a | n/a | n/a | n/a | n/a | n/a | n/a | n/a | n/a | n/a | n/a | n/a | n/a | n/a | n/a | n/a
FDI-0259 | Open |  | Rev 0 |  | n/a | n/a | n/a | n/a | n/a | n/a | n/a | n/a | n/a | n/a | n/a | n/a | n/a | n/a | n/a | n/a | n/a | n/a | n/a | n/a | n/a | n/a | n/a | n/a | n/a | n/a | n/a | n/a | n/a | n/a | n/a | n/a | n/a | n/a | n/a | n/a | n/a | n/a | n/a | n/a | n/a | n/a | n/a | n/a | n/a | n/a | n/a | n/a | n/a | n/a | n/a | n/a | n/a | n/a | n/a | n/a | n/a | n/a | n/a | n/a | n/a | n/a | n/a | n/a | n/a | n/a | n/a | n/a | n/a | n/a | n/a | n/a | n/a | n/a | n/a | n/a | n/a | n/a | n/a
FDI-0260 | Open |  | Rev 0 |  | n/a | n/a | n/a | n/a | n/a | n/a | n/a | n/a | n/a | n/a | n/a | n/a | n/a | n/a | n/a | n/a | n/a | n/a | n/a | n/a | n/a | n/a | n/a | n/a | n/a | n/a | n/a | n/a | n/a | n/a | n/a | n/a | n/a | n/a | n/a | n/a | n/a | n/a | n/a | n/a | n/a | n/a | n/a | n/a | n/a | n/a | n/a | n/a | n/a | n/a | n/a | n/a | n/a | n/a | n/a | n/a | n/a | n/a | n/a | n/a | n/a | n/a | n/a | n/a | n/a | n/a | n/a | n/a | n/a | n/a | n/a | n/a | n/a | n/a | n/a | n/a | n/a | n/a | n/a
FDI-0261 | Open |  | Rev 0 |  | n/a | n/a | n/a | n/a | n/a | n/a | n/a | n/a | n/a | n/a | n/a | n/a | n/a | n/a | n/a | n/a | n/a | n/a | n/a | n/a | n/a | n/a | n/a | n/a | n/a | n/a | n/a | n/a | n/a | n/a | n/a | n/a | n/a | n/a | n/a | n/a | n/a | n/a | n/a | n/a | n/a | n/a | n/a | n/a | n/a | n/a | n/a | n/a | n/a | n/a | n/a | n/a | n/a | n/a | n/a | n/a | n/a | n/a | n/a | n/a | n/a | n/a | n/a | n/a | n/a | n/a | n/a | n/a | n/a | n/a | n/a | n/a | n/a | n/a | n/a | n/a | n/a | n/a | n/a
FDI-0262 | Open |  | Rev 0 |  | n/a | n/a | n/a | n/a | n/a | n/a | n/a | n/a | n/a | n/a | n/a | n/a | n/a | n/a | n/a | n/a | n/a | n/a | n/a | n/a | n/a | n/a | n/a | n/a | n/a | n/a | n/a | n/a | n/a | n/a | n/a | n/a | n/a | n/a | n/a | n/a | n/a | n/a | n/a | n/a | n/a | n/a | n/a | n/a | n/a | n/a | n/a | n/a | n/a | n/a | n/a | n/a | n/a | n/a | n/a | n/a | n/a | n/a | n/a | n/a | n/a | n/a | n/a | n/a | n/a | n/a | n/a | n/a | n/a | n/a | n/a | n/a | n/a | n/a | n/a | n/a | n/a | n/a | n/a
FDI-0263 | Open |  | Rev 0 |  | n/a | n/a | n/a | n/a | n/a | n/a | n/a | n/a | n/a | n/a | n/a | n/a | n/a | n/a | n/a | n/a | n/a | n/a | n/a | n/a | n/a | n/a | n/a | n/a | n/a | n/a | n/a | n/a | n/a | n/a | n/a | n/a | n/a | n/a | n/a | n/a | n/a | n/a | n/a | n/a | n/a | n/a | n/a | n/a | n/a | n/a | n/a | n/a | n/a | n/a | n/a | n/a | n/a | n/a | n/a | n/a | n/a | n/a | n/a | n/a | n/a | n/a | n/a | n/a | n/a | n/a | n/a | n/a | n/a | n/a | n/a | n/a | n/a | n/a | n/a | n/a | n/a | n/a | n/a
FDI-0264 | Open |  | Rev 0 |  | n/a | n/a | n/a | n/a | n/a | n/a | n/a | n/a | n/a | n/a | n/a | n/a | n/a | n/a | n/a | n/a | n/a | n/a | n/a | n/a | n/a | n/a | n/a | n/a | n/a | n/a | n/a | n/a | n/a | n/a | n/a | n/a | n/a | n/a | n/a | n/a | n/a | n/a | n/a | n/a | n/a | n/a | n/a | n/a | n/a | n/a | n/a | n/a | n/a | n/a | n/a | n/a | n/a | n/a | n/a | n/a | n/a | n/a | n/a | n/a | n/a | n/a | n/a | n/a | n/a | n/a | n/a | n/a | n/a | n/a | n/a | n/a | n/a | n/a | n/a | n/a | n/a | n/a | n/a
FDI-0265 | Open |  | Rev 0 |  | n/a | n/a | n/a | n/a | n/a | n/a | n/a | n/a | n/a | n/a | n/a | n/a | n/a | n/a | n/a | n/a | n/a | n/a | n/a | n/a | n/a | n/a | n/a | n/a | n/a | n/a | n/a | n/a | n/a | n/a | n/a | n/a | n/a | n/a | n/a | n/a | n/a | n/a | n/a | n/a | n/a | n/a | n/a | n/a | n/a | n/a | n/a | n/a | n/a | n/a | n/a | n/a | n/a | n/a | n/a | n/a | n/a | n/a | n/a | n/a | n/a | n/a | n/a | n/a | n/a | n/a | n/a | n/a | n/a | n/a | n/a | n/a | n/a | n/a | n/a | n/a | n/a | n/a | n/a
FDI-0266 | Open |  | Rev 0 |  | n/a | n/a | n/a | n/a | n/a | n/a | n/a | n/a | n/a | n/a | n/a | n/a | n/a | n/a | n/a | n/a | n/a | n/a | n/a | n/a | n/a | n/a | n/a | n/a | n/a | n/a | n/a | n/a | n/a | n/a | n/a | n/a | n/a | n/a | n/a | n/a | n/a | n/a | n/a | n/a | n/a | n/a | n/a | n/a | n/a | n/a | n/a | n/a | n/a | n/a | n/a | n/a | n/a | n/a | n/a | n/a | n/a | n/a | n/a | n/a | n/a | n/a | n/a | n/a | n/a | n/a | n/a | n/a | n/a | n/a | n/a | n/a | n/a | n/a | n/a | n/a | n/a | n/a | n/a
FDI-0267 | Open |  | Rev 0 |  | n/a | n/a | n/a | n/a | n/a | n/a | n/a | n/a | n/a | n/a | n/a | n/a | n/a | n/a | n/a | n/a | n/a | n/a | n/a | n/a | n/a | n/a | n/a | n/a | n/a | n/a | n/a | n/a | n/a | n/a | n/a | n/a | n/a | n/a | n/a | n/a | n/a | n/a | n/a | n/a | n/a | n/a | n/a | n/a | n/a | n/a | n/a | n/a | n/a | n/a | n/a | n/a | n/a | n/a | n/a | n/a | n/a | n/a | n/a | n/a | n/a | n/a | n/a | n/a | n/a | n/a | n/a | n/a | n/a | n/a | n/a | n/a | n/a | n/a | n/a | n/a | n/a | n/a | n/a

## Network Switches
Use Inventory Manager
Switch | Switch Type | Firmware Version | GE FDI | INV FDI
0E7_6AU |  | 06.12.03 | LT1-31113-0033 | 0C91-FDI-0008 R.0
0E7_6A, Slot 2 | 1GB uplink | 05.32.06
0E7_6A, Slot 3 | 1GB uplink | 05.32.06
0E7_6A, Slot 6 | 48 x 100MB | 05.08.12
0E7_6A, Slot 7 | 48 x 100MB | 05.08.12
0E7_6BU |  | 06.12.03 | LT1-31113-0033 | 0C91-FDI-0008 R.0
0E7_6B, Slot 2 | 1GB uplink | 05.32.06
0E7_6B, Slot 3 | 1GB uplink | 05.32.06
0E7_6B, Slot 6 | 48 x 100MB | 05.08.12
0E7_6B, Slot 7 | 48 x 100MB | 05.08.12
1E7_1AU |  | 06.12.03 | LT1-31113-0187 | 1C91-FDI-0027 R.0
1E7_1A, Slot 2 | 1GB uplink | 05.32.06
1E7_1A, Slot 3 | 1GB uplink | 05.32.06
1E7_1A, Slot 4 | 48 x 100MB | 05.08.12
1E7_1A, Slot 5 | 48 x 100MB | 05.08.12
1E7_1A, Slot 6 | 48 x 100MB | 05.08.12
1E7_1A, Slot 7 | 48 x 100MB | 05.08.12
1E7_1BU |  | 06.12.03 | LT1-31113-0187 | 1C91-FDI-0027 R.0
1E7_1B, Slot 2 | 1GB uplink | 05.32.06
1E7_1B, Slot 3 | 1GB uplink | 05.32.06
1E7_1B, Slot 4 | 48 x 100MB | 05.08.12
1E7_1B, Slot 5 | 48 x 100MB | 05.08.12
1E7_1B, Slot 6 | 48 x 100MB | 05.08.12
1E7_1B, Slot 7 | 48 x 100MB | 05.08.12
1E7_2AU |  | 06.12.03 | LT1-31113-0187 | 1C91-FDI-0027 R.0
1E7_2A, Slot 2 | 1GB uplink | 05.32.06
1E7_2A, Slot 3 | 1GB uplink | 05.32.06
1E7_2A, Slot 4 | 48 x 100MB | 05.08.12
1E7_2A, Slot 5 | 48 x 100MB | 05.08.12
1E7_2A, Slot 6 | 48 x 100MB | 05.08.12
1E7_2A, Slot 7 | 48 x 100MB | 05.08.12
1E7_2BU |  | 06.12.03 | LT1-31113-0187 | 1C91-FDI-0027 R.0
1E7_2B, Slot 2 | 1GB uplink | 05.32.06
1E7_2B, Slot 3 | 1GB uplink | 05.32.06
1E7_2B, Slot 4 | 48 x 100MB | 05.08.12
1E7_2B, Slot 5 | 48 x 100MB | 05.08.12
1E7_2B, Slot 6 | 48 x 100MB | 05.08.12
1E7_2B, Slot 7 | 48 x 100MB | 05.08.12
1E7_3AU |  | 06.12.03 | LT1-31113-0187 | 1C91-FDI-0027 R.0
1E7_3A, Slot 2 | 1GB uplink | 05.32.06
1E7_3A, Slot 3 | 1GB uplink | 05.32.06
1E7_3A, Slot 4 | 48 x 100MB | 05.08.12
1E7_3A, Slot 5 | 48 x 100MB | 05.08.12
1E7_3A, Slot 6 | 48 x 100MB | 05.08.12
1E7_3A, Slot 7 | 48 x 100MB | 05.08.12
1E7_3BU |  | 06.12.03 | LT1-31113-0187 | 1C91-FDI-0027 R.0
1E7_3B, Slot 2 | 1GB uplink | 05.32.06
1E7_3B, Slot 3 | 1GB uplink | 05.32.06
1E7_3B, Slot 4 | 48 x 100MB | 05.08.12
1E7_3B, Slot 5 | 48 x 100MB | 05.08.12
1E7_3B, Slot 6 | 48 x 100MB | 05.08.12
1E7_3B, Slot 7 | 48 x 100MB | 05.08.12
1E7_4AU |  | 06.12.03 | LT1-31113-0187 | 1C91-FDI-0027 R.0
1E7_4A, Slot 2 | 1GB uplink | 05.32.06
1E7_4A, Slot 3 | 1GB uplink | 05.32.06
1E7_4A, Slot 4 | 48 x 100MB | 05.08.12
1E7_4A, Slot 5 | 48 x 100MB | 05.08.12
1E7_4A, Slot 6 | 48 x 100MB | 05.08.12
1E7_4A, Slot 7 | 48 x 100MB | 05.08.12
1E7_4BU |  | 06.12.03 | LT1-31113-0187 | 1C91-FDI-0027 R.0
1E7_4B, Slot 2 | 1GB uplink | 05.32.06
1E7_4B, Slot 3 | 1GB uplink | 05.32.06
1E7_4B, Slot 4 | 48 x 100MB | 05.08.12
1E7_4B, Slot 5 | 48 x 100MB | 05.08.12
1E7_4B, Slot 6 | 48 x 100MB | 05.08.12
1E7_4B, Slot 7 | 48 x 100MB | 05.08.12
1E7_5AU |  | 06.12.03 | LT1-31113-0187 | 1C91-FDI-0027 R.0
1E7_5A, Slot 2 | 1GB uplink | 05.32.06
1E7_5A, Slot 3 | 1GB uplink | 05.32.06
1E7_5A, Slot 5 | 48 x 100MB | 05.08.12
1E7_5A, Slot 6 | 48 x 100MB | 05.08.12
1E7_5A, Slot 7 | 48 x 100MB | 05.08.12
1E7_5BU |  | 06.12.03 | LT1-31113-0187 | 1C91-FDI-0027 R.0
1E7_5B, Slot 2 | 1GB uplink | 05.32.06
1E7_5B, Slot 3 | 1GB uplink | 05.32.06
1E7_5B, Slot 5 | 48 x 100MB | 05.08.12
1E7_5B, Slot 6 | 48 x 100MB | 05.08.12
1E7_5B, Slot 7 | 48 x 100MB | 05.08.12
2E7_1AU |  | 06.12.03 | ? | ?
2E7_1A, Slot 2 | 1GB uplink | 05.32.06
2E7_1A, Slot 3 | 1GB uplink | 05.32.06
2E7_1A, Slot 4 | 48 x 100MB | 05.08.12
2E7_1A, Slot 5 | 48 x 100MB | 05.08.12
2E7_1A, Slot 6 | 48 x 100MB | 05.08.12
2E7_1A, Slot 7 | 48 x 100MB | 05.08.12
2E7_1BU |  | 06.12.03 | ? | ?
2E7_1B, Slot 2 | 1GB uplink | 05.32.06
2E7_1B, Slot 3 | 1GB uplink | 05.32.06
2E7_1B, Slot 4 | 48 x 100MB | 05.08.12
2E7_1B, Slot 5 | 48 x 100MB | 05.08.12
2E7_1B, Slot 6 | 48 x 100MB | 05.08.12
2E7_1B, Slot 7 | 48 x 100MB | 05.08.12
2E7_2AU |  | 06.12.03 | ? | ?
2E7_2A, Slot 2 | 1GB uplink | 05.32.06
2E7_2A, Slot 3 | 1GB uplink | 05.32.06
2E7_2A, Slot 4 | 48 x 100MB | 05.08.12
2E7_2A, Slot 5 | 48 x 100MB | 05.08.12
2E7_2A, Slot 6 | 48 x 100MB | 05.08.12
2E7_2A, Slot 7 | 48 x 100MB | 05.08.12
2E7_2BU |  | 06.12.03 | ? | ?
2E7_2B, Slot 2 | 1GB uplink | 05.32.06
2E7_2B, Slot 3 | 1GB uplink | 05.32.06
2E7_2B, Slot 4 | 48 x 100MB | 05.08.12
2E7_2B, Slot 5 | 48 x 100MB | 05.08.12
2E7_2B, Slot 6 | 48 x 100MB | 05.08.12
2E7_2B, Slot 7 | 48 x 100MB | 05.08.12
2E7_3AU |  | 06.12.03 | ? | ?
2E7_3A, Slot 2 | 1GB uplink | 05.32.06
2E7_3A, Slot 3 | 1GB uplink | 05.32.06
2E7_3A, Slot 4 | 48 x 100MB | 05.08.12
2E7_3A, Slot 5 | 48 x 100MB | 05.08.12
2E7_3A, Slot 6 | 48 x 100MB | 05.08.12
2E7_3A, Slot 7 | 48 x 100MB | 05.08.12
2E7_3BU |  | 06.12.03 | ? | ?
2E7_3B, Slot 2 | 1GB uplink | 05.32.06
2E7_3B, Slot 3 | 1GB uplink | 05.32.06
2E7_3B, Slot 4 | 48 x 100MB | 05.08.12
2E7_3B, Slot 5 | 48 x 100MB | 05.08.12
2E7_3B, Slot 6 | 48 x 100MB | 05.08.12
2E7_3B, Slot 7 | 48 x 100MB | 05.08.12
2E7_4AU |  | 06.12.03 | ? | ?
2E7_4A, Slot 2 | 1GB uplink | 05.32.06
2E7_4A, Slot 3 | 1GB uplink | 05.32.06
2E7_4A, Slot 4 | 48 x 100MB | 05.08.12
2E7_4A, Slot 5 | 48 x 100MB | 05.08.12
2E7_4A, Slot 6 | 48 x 100MB | 05.08.12
2E7_4A, Slot 7 | 48 x 100MB | 05.08.12
2E7_4BU |  | 06.12.03 | ? | ?
2E7_4B, Slot 2 | 1GB uplink | 05.32.06
2E7_4B, Slot 3 | 1GB uplink | 05.32.06
2E7_4B, Slot 4 | 48 x 100MB | 05.08.12
2E7_4B, Slot 5 | 48 x 100MB | 05.08.12
2E7_4B, Slot 6 | 48 x 100MB | 05.08.12
2E7_4B, Slot 7 | 48 x 100MB | 05.08.12
2E7_5AU |  | 06.12.03 | ? | ?
2E7_5A, Slot 2 | 1GB uplink | 05.32.06
2E7_5A, Slot 3 | 1GB uplink | 05.32.06
2E7_5A, Slot 5 | 48 x 100MB | 05.08.12
2E7_5A, Slot 6 | 48 x 100MB | 05.08.12
2E7_5A, Slot 7 | 48 x 100MB | 05.08.12
2E7_5BU |  | 06.12.03 | ? | ?
2E7_5B, Slot 2 | 1GB uplink | 05.32.06
2E7_5B, Slot 3 | 1GB uplink | 05.32.06
2E7_5B, Slot 5 | 48 x 100MB | 05.08.12
2E7_5B, Slot 6 | 48 x 100MB | 05.08.12
2E7_5B, Slot 7 | 48 x 100MB | 05.08.12

## workstationAndType
WDP Display Stations | 1WP001 | 1WP002 | 1WP003 | 1WP004 | 1WP005 | 1WP006 | 1WP008 | 1WP009 | 1WP010 | 1WP011 | 1WP012 | 1WP013 | 1WP014 | 1WP016 | 1WP017 | 1WP018 | 1WP019 | 1WP020 | 1WP021 | 1WP022 | 1WP023 | 1WP024 | 1WP025 | 1WP026 | 1WP027 | 1WP028 | 1WP029 | 1WP030 | 1WP031
RadWast | 1WP079
Aux Fuel Bldg | 0AW001 | 0AW002
AW Display Stations | 1AW001 | 1AW002 | 1AW003 | 1AW004 | 1AW035
Engineering and Hosting | 1AW005 | 1AW006 | 1AW007 | 1AW008 | 1AW009 | 1AW010
Historians | 1AW13A | 1AW13B | 1AW13C | 1AW13D | 1AW13E | 1AW13F | 1AW13G | 1AW13H | 1AW13J | 1AW13K | 1AW13L | 1AW13M
SSC Display Stations | 1AW032 | 1AW033 | 1AW034
Plant Status Tiles | 1AW37A | 1AW37B
PCS | 1AW060 | 1AW062 | 1AW063 | 1AW064 | 1AW065 | 1AW066 | 1AW067 | 1AW068 | 1AW069 | 1AW070 | 1AW071 | 1AW072
Misc. | 1AW055 | 1AW078 | 1AW118
Term Server | 1AW61A | 1AW61B
Offsite Workstations | CPU1073 | CPU1074 | CPU6001 | CPU6002 | CPU6003 | CPU6004
OPC Servers | 1AW61A CPU1073: CPU1075; 1AW61B CPU1074: CPU1076; 1AW61B CPU6001: CPU1077
LVD | 1AW61A CPU1073: CPU1036